## Sets
Emission | Technology | Fuel | Year | Timeslice | Mode_of_operation | Region | Season | Daytype | Daylitimebracket | Storage | ModalType | obsolete | Sectors
CO2 | A_Air | Area_Rooftop_Commercial | 2018 | Q1M | 1 | World | 1 | 1 | 1 | S_PHS | MT_PSNG_ROAD | HHT_Biomass | Power
| A_Rooftop_Commercial | Area_Rooftop_Residential | 2021 | Q1P | 2 | MarieGalante | 2 |  | 2 | S_Gas_H2 | MT_PSNG_RAIL | HHT_Coal_Hardcoal | Industry
| A_Rooftop_Residential | Biomass | 2025 | Q1A | 3 | LaDesirade | 3 |  | 3 | S_Battery_Li-Ion | MT_PSNG_AIR | HHT_Coal_Lignite | Buildings
| CHP_Biomass_Solid | Hardcoal | 2030 | Q1N | 4 | MinorIslands | 4 |  | 4 | S_Battery_Redox | MT_PSNG_ROAD_RE | HHT_Electric_Furnace | Transportation
| CHP_Biomass_Solid_CCS | H2 | 2035 | Q2M |  | BasseTerreNorth |  |  |  | S_Heat_HLR | MT_PSNG_RAIL_RE | HHT_Gas | Resources
| CHP_Coal_Hardcoal | Gas_Natural | 2040 | Q2P |  | GrandSud |  |  |  | S_Heat_HLI | MT_PSNG_AIR_RE | HHT_Geothermal | Storages
| CHP_Coal_Hardcoal_CCS | Nuclear | 2045 | Q2A |  | CapExcellence |  |  |  | S_CAES | MT_PSNG_ROAD_CONV | HHT_Oil | Transformation
| CHP_Coal_Lignite | Oil | 2050 | Q2N |  | GrandeTerreNorth |  |  |  | S_Gas_Methane | MT_PSNG_RAIL_CONV | HHT_H2 | CHP
| CHP_Coal_Lignite_CCS | Power |  | Q3M |  | RivieraDuLevant |  |  |  |  | MT_PSNG_AIR_CONV | HLT_Biomass
| CHP_Gas_CCGT_Biogas | Mobility_Freight |  | Q3P | [6 empty] | MT_FRT_ROAD | HLT_Coal_Hardcoal
| CHP_Gas_CCGT_Biogas_CCS | Mobility_Passenger |  | Q3A | [6 empty] | MT_FRT_RAIL | HLT_Coal_Lignite
| CHP_Gas_CCGT_Natural | Lignite |  | Q3N | [6 empty] | MT_FRT_ROAD_RE | HLT_Electric_Furnace
| CHP_Gas_CCGT_Natural_CCS | Gas_Bio |  | Q4M | [6 empty] | MT_FRT_ROAD_CONV | HLT_Gas
| CHP_Gas_CCGT_SynGas | Gas_Synth |  | Q4P | [6 empty] | MT_FRT_RAIL_RE | HLT_Geothermal
| CHP_Hydrogen_FuelCell | Heat_Low_Residential |  | Q4A | [6 empty] | MT_FRT_RAIL_CONV | HLT_Heatpump
| CHP_Oil | Heat_Low_Industrial |  | Q4N | [6 empty] | MT_FRT_SHIP | HLT_Oil
| D_Battery_Li-Ion | Heat_Medium_Industrial | [8 empty] | MT_FRT_SHIP_CONV | HLT_Rooftop_Commercial
| D_Battery_Redox | Heat_High_Industrial | [8 empty] | MT_FRT_SHIP_RE | HLT_Rooftop_Residential
| D_CAES | Biofuel | [8 empty] | MT_PSNG_SHIP_RE | CHP_Nuclear
| D_Gas_H2 | Powerfuel | [8 empty] | MT_PSNG_SHIP_CONV | CHP_Biomass
| D_Gas_Methane | LNG | [8 empty] | MT_PSNG_SHIP | CHP_Coal_Hardcoal
| D_Heat_HLI | LBG | [9 empty] | CHP_Coal_Lignite
| D_Heat_HLR | LSG | [9 empty] | CHP_Gas
| D_PHS | LH2
| FRT_Rail_Conv | Air
| FRT_Rail_Electric | Powerfuel
| FRT_Road_BEV | DAC_Dummy
| FRT_Road_H2 | ETS
| FRT_Road_ICE | ETS_Source
| FRT_Road_LNG | Heat_District
FRT_Road_OH
FRT_Road_PHEV
FRT_Ship_Bio
FRT_Ship_Conv
FRT_Ship_LNG
HLI_Convert_DH
HLR_Convert_DH
HHI_BF_BOF
HHI_BF_BOF_CCS
HHI_Bio_BF_BOF
HHI_DRI_EAF
HHI_DRI_EAF_CCS
HHI_H2DRI_EAF
HHI_Molten_Electrolysis
HHI_Scrap_EAF
HLI_Biomass
HLI_Direct_Electric
HLI_Fuelcell
HLI_Gas_Boiler
HLI_Geothermal
HLI_H2_Boiler
HLI_Hardcoal
HLI_Lignite
HLI_Oil_Boiler
HLI_Solar_Thermal
HLR_Biomass
HLR_Direct_Electric
HLR_Gas_Boiler
HLR_Geothermal
HLR_H2_Boiler
HLR_Hardcoal
HLR_Heatpump_Aerial
HLR_Heatpump_Ground
HLR_Lignite
HLR_Oil_Boiler
HLR_Solar_Thermal
HMI_Biomass
HMI_H2
HMI_Gas
HMI_Gas_CCS
HMI_HardCoal
HMI_HardCoal_CCS
HMI_Oil
HMI_Steam_Electric
P_Biomass
P_Biomass_CCS
P_Coal_Hardcoal
P_Coal_Hardcoal_CCS
P_Coal_Lignite
P_Coal_Lignite_CCS
P_Gas_CCGT
P_Gas_Engines
P_Gas_OCGT
P_Gas_CCS
P_H2_OCGT
P_Nuclear
P_Oil
PSNG_Ship_Bio
PSNG_Ship_Conv
PSNG_Ship_LNG
PSNG_Ship_EL
PSNG_Ship_H2
PSNG_Air_Bio
PSNG_Air_Conv
PSNG_Air_H2
PSNG_Rail_Conv
PSNG_Rail_Electric
PSNG_Road_BEV
PSNG_Road_H2
PSNG_Road_ICE
PSNG_Road_LNG
PSNG_Road_PHEV
R_Coal_Hardcoal
R_Coal_Lignite
R_Gas
R_Nuclear
R_Oil
RES_Biogas
RES_CSP
RES_Geothermal
RES_Grass
RES_Hydro_Large
RES_Hydro_Small
RES_Ocean
RES_Paper_Cardboard
RES_PV_Rooftop_Commercial
RES_PV_Rooftop_Residential
RES_PV_Utility_Avg
RES_PV_Utility_Inf
RES_PV_Utility_Opt
RES_PV_Utility_Tracking
RES_Residues
RES_Roundwood
RES_Wind_Offshore_Deep
RES_Wind_Offshore_Shallow
RES_Wind_Offshore_Transitional
RES_Wind_Onshore_Avg
RES_Wind_Onshore_Inf
RES_Wind_Onshore_Opt
RES_Wood
X_Biofuel
X_DAC_HT
X_DAC_LT
X_Electrolysis
X_Fuel_Cell
X_Gasifier
X_Liquifier
X_Methanation
X_Powerfuel
X_SMR
X_SMR_CCS
Z_ETS_Buy
Z_ETS_Sell
Z_Import_Gas
Z_Import_H2
Z_Import_Hardcoal
Z_Import_LNG
Z_Import_Oil

## Par_TagTechnologyToSector
TagTechnologyToSector{t in TECHNOLOGY, se in SECTOR}
Assigns Technologies to the different sectors.
Unit: Binary
Technology | Power | Industry | Buildings | Transportation | Resources | Storages | Transformation | CHP
A_Rooftop_Commercial |  |  |  |  | 1
A_Rooftop_Residential |  |  |  |  | 1
D_Battery_Li-Ion | [5 empty] | 1
D_Battery_Redox | [5 empty] | 1
D_Gas_H2 | [5 empty] | 1
D_Heat_HLR | [5 empty] | 1
D_Heat_HLI | [5 empty] | 1
D_PHS | [5 empty] | 1
D_CAES |  |  |  | 1 |  | 1
FRT_Rail_Conv |  |  |  | 1
FRT_Rail_Electric |  |  |  | 1
FRT_Road_BEV |  |  |  | 1
FRT_Road_H2 |  |  |  | 1
FRT_Road_ICE |  |  |  | 1
FRT_Road_PHEV |  |  |  | 1
FRT_Road_OH |  |  |  | 1
FRT_Ship_Bio |  |  |  | 1
FRT_Ship_Conv |  |  |  | 1
P_Biomass | 1
P_Coal_Hardcoal | 1
P_Coal_Lignite | 1
P_Gas | 1
P_Nuclear | 1
P_Oil | 1
PSNG_Air_Bio |  |  |  | 1
PSNG_Air_Conv |  |  |  | 1
PSNG_Air_H2 |  |  |  | 1
PSNG_Rail_Conv |  |  |  | 1
PSNG_Rail_Electric |  |  |  | 1
PSNG_Road_BEV |  |  |  | 1
PSNG_Road_H2 |  |  |  | 1
PSNG_Road_ICE |  |  |  | 1
PSNG_Road_PHEV |  |  |  | 1
R_Coal_Hardcoal |  |  |  |  | 1
R_Coal_Lignite |  |  |  |  | 1
R_Gas |  |  |  |  | 1
R_Nuclear |  |  |  |  | 1
R_Oil |  |  |  |  | 1
RES_CSP | 1
RES_Geothermal | 1
RES_Hydro_Large | 1
RES_Hydro_Small | 1
RES_Ocean | 1
RES_PV_Rooftop_Commercial | 1
RES_PV_Rooftop_Residential | 1
RES_PV_Utility_Avg | 1
RES_PV_Utility_Inf | 1
RES_PV_Utility_Opt | 1
RES_Wind_Offshore_Transitional | 1
RES_Wind_Offshore_Shallow | 1
RES_Wind_Offshore_Deep | 1
RES_Wind_Onshore_Avg | 1
RES_Wind_Onshore_Inf | 1
RES_Wind_Onshore_Opt | 1
X_Electrolysis | [6 empty] | 1
X_Fuel_Cell | [6 empty] | 1
X_Methanation | [6 empty] | 1
Z_Import_Hardcoal |  |  |  |  | 1
Z_Import_Gas |  |  |  |  | 1
Z_Import_Oil |  |  |  |  | 1
P_Biomass_CCS | 1
A_CCS_Capacity |  |  |  |  | 1
D_Gas_Methane | [5 empty] | 1
HLR_Gas_Boiler |  |  | 1
HLR_Gas_CHP | 1 |  | 0
HLR_Biomass |  |  | 1
HLR_Biomass_CHP |  |  | 1
HLR_Hardcoal |  |  | 1
HLR_Lignite |  |  | 1
HLR_Hardcoal_CHP | 1 |  | 0
HLR_Lignite_CHP | 1 |  | 0
HLR_Direct_Electric |  |  | 1
HLR_Solar_Thermal |  |  | 1
HLR_Heatpump_Aerial |  |  | 1
HLR_Heatpump_Ground |  |  | 1
HLR_Geothermal |  |  | 1
HLR_Oil_Boiler |  |  | 1
HLI_Gas_Boiler |  | 1
HLI_Gas_CHP | 1 | 0
HLI_Biomass |  | 1
HLI_Biomass_CHP | 1 | 0
HLI_Hardcoal |  | 1
HLI_Lignite |  | 1
HLI_Hardcoal_CHP | 1 | 0
HLI_Lignite_CHP | 1 | 0
HLI_Direct_Electric |  | 1
HLI_Solar_Thermal |  | 1
HLI_Fuelcell |  | 1
HLI_Geothermal |  | 1
HLI_Oil_Boiler |  | 1
HLI_Oil_CHP | 1 | 0
HMI_Gas |  | 1
HMI_Biomass |  | 1
HMI_HardCoal |  | 1
HMI_Steam_Electric |  | 1
HMI_Oil |  | 1
HHI_BF_BOF |  | 1
HHI_DRI_EAF |  | 1
HHI_Scrap_EAF |  | 1
HHI_H2DRI_EAF |  | 1
HHI_Molten_Electrolysis |  | 1
HHI_Bio_BF_BOF |  | 1
HHI_BF_BOF_CCS |  | 1
HHI_DRI_EAF_CCS |  | 1
HLI_Biomass_CHP_CCS | 1 | 0
HLI_Hardcoal_CHP_CCS | 1 | 0
HLI_Lignite_CHP_CCS | 1 | 0
HLR_Biomass_CHP_CCS | 1 |  | 0
HLR_Hardcoal_CHP_CCS | 1 |  | 0
HLR_Lignite_CHP_CCS | 1 |  | 0
HMI_Gas_CCS |  | 1
HMI_HardCoal_CCS |  | 1
P_Coal_Hardcoal_CCS | 1
P_Coal_Lignite_CCS | 1
P_Gas_CCS | 1
X_SMR | [6 empty] | 1
X_SMR_CCS | [6 empty] | 1
X_DAC | [6 empty] | 1
HLR_H2_Boiler |  |  | 1
HLI_H2_Boiler |  | 1
X_Biofuel | [6 empty] | 1
X_Powerfuel | [6 empty] | 1
RES_Grass |  |  |  |  | 1
RES_Wood |  |  |  |  | 1
RES_Residues |  |  |  |  | 1
RES_Paper_Cardboard |  |  |  |  | 1
RES_Roundwood |  |  |  |  | 1
RES_Biogas |  |  |  |  | 1
X_Gasifier | [6 empty] | 1
X_Liquifier | [6 empty] | 1
Z_Import_LNG |  |  |  |  | 1
FRT_Road_LNG |  |  |  | 1
FRT_Ship_LNG |  |  |  | 1
PSNG_Road_LNG |  |  |  | 1
P_H2_OCGT | 1
A_Air |  |  |  |  | 1
X_DAC_LT | [6 empty] | 1
X_DAC_HT | [6 empty] | 1
Z_Import_H2 |  |  |  |  | 1
Z_ETS_Buy |  |  |  |  | 1
Z_ETS_Sell |  |  |  |  | 1
CHP_Biomass_Solid | [7 empty] | 1
CHP_Coal_Hardcoal | [7 empty] | 1
CHP_Coal_Lignite | [7 empty] | 1
CHP_Gas_CCGT_Natural | [7 empty] | 1
CHP_Gas_CCGT_Biogas | [7 empty] | 1
CHP_Gas_CCGT_SynGas | [7 empty] | 1
CHP_Biomass_Solid_CCS | [7 empty] | 1
CHP_Coal_Hardcoal_CCS | [7 empty] | 1
CHP_Coal_Lignite_CCS | [7 empty] | 1
CHP_Gas_CCGT_Natural_CCS | [7 empty] | 1
CHP_Gas_CCGT_Biogas_CCS | [7 empty] | 1
CHP_Hydrogen_FuelCell | [7 empty] | 1
HLI_Convert_DH |  | 1
HLR_Convert_DH |  |  | 1
CHP_Oil | [7 empty] | 1
Res_pv_utility_tracking | 1
P_Gas_CCGT | 1
P_Gas_OCGT | 1
P_Gas_Engines | 1
HMI_H2 |  | 1
PSNG_Ship_EL |  |  |  | 1
PSNG_Ship_H2 |  |  |  | 1
PSNG_Ship_Bio |  |  |  | 1
PSNG_Ship_Conv |  |  |  | 1
PSNG_Ship_LNG |  |  |  | 1

## Par_CapacityToActivityUnit
CapacityToActivityUnit{r in REGION, t in TECHNOLOGY}
Converts capacity to activity. Here we use a factor of 31.536, which is the level of energy production in PJ produced from 1 GW operating for 1 year (1GW * 8760 * 3600 / 10^6)
Unit: PJ/GW-YR
Region | A_Rooftop_Commercial | A_Rooftop_Residential | D_Battery_Li-Ion | D_Battery_Redox | D_Gas_H2 | D_Gas_Methane | D_Heat_HLR | D_Heat_HLI | D_PHS | D_PHS_Residual | FRT_Rail_Conv | FRT_Rail_Electric | FRT_Road_BEV | FRT_Road_H2 | FRT_Road_ICE | FRT_Road_PHEV | FRT_Road_OH | FRT_Ship_Bio | FRT_Ship_Conv | P_Biomass | P_Coal_Hardcoal | P_Coal_Lignite | P_Gas | P_Nuclear | P_Oil | PSNG_Air_Bio | PSNG_Air_Conv | PSNG_Air_H2 | PSNG_Rail_Conv | PSNG_Rail_Electric | PSNG_Road_BEV | PSNG_Road_H2 | PSNG_Road_ICE | PSNG_Road_PHEV | R_Coal_Hardcoal | R_Coal_Lignite | R_Gas | R_Nuclear | R_Oil | RES_Biomass | RES_CSP | RES_Geothermal | RES_Hydro_Large | RES_Hydro_Small | RES_Ocean | RES_PV_Rooftop_Commercial | RES_PV_Rooftop_Residential | RES_PV_Utility_Avg | RES_PV_Utility_Inf | RES_PV_Utility_Opt | RES_Wind_Offshore_Transitional | RES_Wind_Offshore_Shallow | RES_Wind_Offshore_Deep | RES_Wind_Onshore_Avg | RES_Wind_Onshore_Inf | RES_Wind_Onshore_Opt | X_Electrolysis | X_Fuel_Cell | X_Methanation | Z_Import_Hardcoal | Z_Import_Gas | Z_Import_Oil | HHT_H2 | D_CAES | CHP_Biomass_CCS | P_Biomass_CCS | A_CCS_Capacity | D_Gas_Methane | HLR_Gas_Boiler | HLR_Gas_CHP | HLR_Biomass | HLR_Biomass_CHP | HLR_Hardcoal | HLR_Lignite | HLR_Hardcoal_CHP | HLR_Lignite_CHP | HLR_Direct_Electric | HLR_Solar_Thermal | HLR_Heatpump_Aerial | HLR_Heatpump_Ground | HLR_Geothermal | HLR_Oil_Boiler | HLI_Gas_Boiler | HLI_Gas_CHP | HLI_Biomass | HLI_Biomass_CHP | HLI_Hardcoal | HLI_Lignite | HLI_Hardcoal_CHP | HLI_Direct_Electric | HLI_Solar_Thermal | HLI_Fuelcell | HLI_Geothermal | HLI_Oil_Boiler | HLI_Oil_CHP | HMI_Gas | HMI_Biomass | HMI_HardCoal | HMI_Steam_Electric | HMI_Oil | HHI_BF_BOF | HHI_DRI_EAF | HHI_Scrap_EAF | HHI_H2DRI_EAF | HHI_Molten_Electrolysis | HHI_Bio_BF_BOF | HLI_Lignite_CHP | HHI_BF_BOF_CCS | HHI_DRI_EAF_CCS | HLI_Biomass_CHP_CCS | HLI_Hardcoal_CHP_CCS | HLI_Lignite_CHP_CCS | HLR_Biomass_CHP_CCS | HLR_Hardcoal_CHP_CCS | HLR_Lignite_CHP_CCS | HMI_Gas_CCS | HMI_HardCoal_CCS | P_Coal_Hardcoal_CCS | P_Coal_Lignite_CCS | P_Gas_CCS | X_SMR | X_SMR_CCS | X_DAC | A_Air | HLR_H2_Boiler | HLI_H2_Boiler | X_Biofuel | HMI_H2 | X_Powerfuel | RES_Grass | RES_Wood | RES_Residues | RES_Paper_Cardboard | RES_Roundwood | RES_Biogas | X_Gasifier | X_Liquifier | FRT_Road_LNG | FRT_Ship_LNG | PSNG_Road_LNG | P_H2_OCGT | A_Air | X_DAC_LT | X_DAC_HT | Z_Import_H2 | Z_Import_LNG | Z_ETS_Buy | Z_ETS_Sell | CHP_Biomass_Solid | CHP_Coal_Hardcoal | CHP_Coal_Lignite | CHP_Gas_CCGT_Natural | CHP_Gas_CCGT_Biogas | CHP_Gas_CCGT_SynGas | CHP_Hydrogen_FuelCell | CHP_Biomass_Solid_CCS | CHP_Coal_Hardcoal_CCS | CHP_Coal_Lignite_CCS | CHP_Gas_CCGT_Natural_CCS | CHP_Gas_CCGT_Biogas_CCS | HLI_Convert_DH | HLR_Convert_DH | CHP_Oil | P_Gas_CCGT | P_Gas_OCGT | P_Gas_Engines | Res_PV_Utility_Tracking | PSNG_Ship_Bio | PSNG_Ship_Conv | PSNG_Ship_LNG | PSNG_Ship_EL | PSNG_Ship_H2
GrandeTerreNorth | 1 | 1 | 31.536 | 31.536 | 31.536 | 31.536 | 31.536 | 31.536 | 31.536 | 31.536 | 1 | 1 | 1 | 1 | 1 | 1 | 1 | 1 | 1 | 31.536 | 31.536 | 31.536 | 31.536 | 31.536 | 31.536 | 1 | 1 | 1 | 1 | 1 | 1 | 1 | 1 | 1 | 31.536 | 31.536 | 31.536 | 31.536 | 31.536 | 0 | 31.536 | 31.536 | 31.536 | 31.536 | 31.536 | 31.536 | 31.536 | 31.536 | 31.536 | 31.536 | 31.536 | 31.536 | 31.536 | 31.536 | 31.536 | 31.536 | 31.536 | 31.536 | 31.536 | 31.536 | 31.536 | 31.536 | 31.536 | 31.536 | 31.536 | 31.536 | 1 | 1 | 31.536 | 31.536 | 31.536 | 31.536 | 31.536 | 31.536 | 31.536 | 31.536 | 31.536 | 31.536 | 31.536 | 31.536 | 31.536 | 31.536 | 31.536 | 31.536 | 31.536 | 31.536 | 31.536 | 31.536 | 31.536 | 31.536 | 31.536 | 31.536 | 31.536 | 31.536 | 31.536 | 31.536 | 31.536 | 31.536 | 31.536 | 31.536 | 31.536 | 31.536 | 31.536 | 31.536 | 31.536 | 31.536 | 31.536 | 31.536 | 31.536 | 31.536 | 31.536 | 31.536 | 31.536 | 31.536 | 31.536 | 31.536 | 31.536 | 31.536 | 31.536 | 31.536 | 31.536 | 31.536 | 31.536 | 1 | 31.536 | 31.536 | 31.536 | 31.536 | 1 | 1 | 1 | 1 | 1 | 1 | 1 | 31.536 | 31.536 | 1 | 1 | 1 | 31.536 | 1 | 1 | 1 | 31.536 | 31.536 | 1 | 1 | 31.536 | 31.536 | 31.536 | 31.536 | 31.536 | 31.536 | 31.536 | 31.536 | 31.536 | 31.536 | 31.536 | 31.536 | 1 | 1 | 31.536 | 31.536 | 31.536 | 31.536 | 31.536 | 1 | 1 | 1 | 1 | 1
World | 1 | 1 | 31.536 | 31.536 | 31.536 | 31.536 | 31.536 | 31.536 | 31.536 | 31.536 | 1 | 1 | 1 | 1 | 1 | 1 | 1 | 1 | 1 | 31.536 | 31.536 | 31.536 | 31.536 | 31.536 | 31.536 | 1 | 1 | 1 | 1 | 1 | 1 | 1 | 1 | 1 | 31.536 | 31.536 | 31.536 | 31.536 | 31.536 | 0 | 31.536 | 31.536 | 31.536 | 31.536 | 31.536 | 31.536 | 31.536 | 31.536 | 31.536 | 31.536 | 31.536 | 31.536 | 31.536 | 31.536 | 31.536 | 31.536 | 31.536 | 31.536 | 31.536 | 31.536 | 31.536 | 31.536 | 31.536 | 31.536 | 31.536 | 31.536 | 1 | 1 | 31.536 | 31.536 | 31.536 | 31.536 | 31.536 | 31.536 | 31.536 | 31.536 | 31.536 | 31.536 | 31.536 | 31.536 | 31.536 | 31.536 | 31.536 | 31.536 | 31.536 | 31.536 | 31.536 | 31.536 | 31.536 | 31.536 | 31.536 | 31.536 | 31.536 | 31.536 | 31.536 | 31.536 | 31.536 | 31.536 | 31.536 | 31.536 | 31.536 | 31.536 | 31.536 | 31.536 | 31.536 | 31.536 | 31.536 | 31.536 | 31.536 | 31.536 | 31.536 | 31.536 | 31.536 | 31.536 | 31.536 | 31.536 | 31.536 | 31.536 | 31.536 | 31.536 | 31.536 | 31.536 | 31.536 | 1 | 31.536 | 31.536 | 31.536 | 31.536 | 1 | 1 | 1 | 1 | 1 | 1 | 1 | 31.536 | 31.536 | 1 | 1 | 1 | 31.536 | 1 | 1 | 1 | 31.536 | 31.536 | 1 | 1 | 31.536 | 31.536 | 31.536 | 31.536 | 31.536 | 31.536 | 31.536 | 31.536 | 31.536 | 31.536 | 31.536 | 31.536 | 1 | 1 | 31.536 | 31.536 | 31.536 | 31.536 | 31.536 | 1 | 1 | 1 | 1 | 1

## Par_TradeRoute
TradeRoute{f in FUEL, r in REGION1, rr in REGION2}
Defines trade links between regions for specific fuels. If r is linked to rr, rr has also to be linked with r. Symmetrical matrix with diagonal of zeroes
Unit: km
|  | MarieGalante | LaDesirade | MinorIslands | BasseTerreNorth | GrandSud | CapExcellence | GrandeTerreNorth | RivieraDuLevant
Biofuel | MarieGalante | 0 | 59 | 40.3 | 70 | 57 | 47 | 59.4 | 56
Biofuel | LaDesirade | 59 | 0 | 75.7 | 81.9 | 92.7 | 62 | 51.3 | 40.9
Biofuel | MinorIslands | 40.3 | 75.7 | 0 | 85.3 | 25.7 | 44.5 | 92.7 | 68.2
Biofuel | BasseTerreNorth | 70 | 81.9 | 85.3 | 0 | 45 | 21.6 | 40.6 | 42.1
Biofuel | GrandSud | 57 | 92.7 | 25.7 | 45 | 0 | 58.7 | 78.2 | 67.3
Biofuel | CapExcellence | 47 | 62 | 44.5 | 21.6 | 58.7 | 0 | 19.5 | 19.7
Biofuel | GrandeTerreNorth | 59.4 | 51.3 | 92.7 | 40.6 | 78.2 | 19.5 | 0 | 24.5
Biofuel | RivieraDuLevant | 56 | 40.9 | 68.2 | 42.1 | 67.3 | 19.7 | 24.5 | 0
Biomass | MarieGalante | 0 | 59 | 40.3 | 70 | 57 | 47 | 59.4 | 56
Biomass | LaDesirade | 59 | 0 | 75.7 | 81.9 | 92.7 | 62 | 51.3 | 40.9
Biomass | MinorIslands | 40.3 | 75.7 | 0 | 85.3 | 25.7 | 44.5 | 92.7 | 68.2
Biomass | BasseTerreNorth | 70 | 81.9 | 85.3 | 0 | 45 | 21.6 | 40.6 | 42.1
Biomass | GrandSud | 57 | 92.7 | 25.7 | 45 | 0 | 58.7 | 78.2 | 67.3
Biomass | CapExcellence | 47 | 62 | 44.5 | 21.6 | 58.7 | 0 | 19.5 | 19.7
Biomass | GrandeTerreNorth | 59.4 | 51.3 | 92.7 | 40.6 | 78.2 | 19.5 | 0 | 24.5
Biomass | RivieraDuLevant | 56 | 40.9 | 68.2 | 42.1 | 67.3 | 19.7 | 24.5 | 0
LBG | MarieGalante | 0 | 59 | 40.3 | 70 | 57 | 47 | 59.4 | 56
LBG | LaDesirade | 59 | 0 | 75.7 | 81.9 | 92.7 | 62 | 51.3 | 40.9
LBG | MinorIslands | 40.3 | 75.7 | 0 | 85.3 | 25.7 | 44.5 | 92.7 | 68.2
LBG | BasseTerreNorth | 70 | 81.9 | 85.3 | 0 | 45 | 21.6 | 40.6 | 42.1
LBG | GrandSud | 57 | 92.7 | 25.7 | 45 | 0 | 58.7 | 78.2 | 67.3
LBG | CapExcellence | 47 | 62 | 44.5 | 21.6 | 58.7 | 0 | 19.5 | 19.7
LBG | GrandeTerreNorth | 59.4 | 51.3 | 92.7 | 40.6 | 78.2 | 19.5 | 0 | 24.5
LBG | RivieraDuLevant | 56 | 40.9 | 68.2 | 42.1 | 67.3 | 19.7 | 24.5 | 0
LNG | MarieGalante | 0 | 59 | 40.3 | 70 | 57 | 47 | 59.4 | 56
LNG | LaDesirade | 59 | 0 | 75.7 | 81.9 | 92.7 | 62 | 51.3 | 40.9
LNG | MinorIslands | 40.3 | 75.7 | 0 | 85.3 | 25.7 | 44.5 | 92.7 | 68.2
LNG | BasseTerreNorth | 70 | 81.9 | 85.3 | 0 | 45 | 21.6 | 40.6 | 42.1
LNG | GrandSud | 57 | 92.7 | 25.7 | 45 | 0 | 58.7 | 78.2 | 67.3
LNG | CapExcellence | 47 | 62 | 44.5 | 21.6 | 58.7 | 0 | 19.5 | 19.7
LNG | GrandeTerreNorth | 59.4 | 51.3 | 92.7 | 40.6 | 78.2 | 19.5 | 0 | 24.5
LNG | RivieraDuLevant | 56 | 40.9 | 68.2 | 42.1 | 67.3 | 19.7 | 24.5 | 0
Oil | MarieGalante | 0 | 59 | 40.3 | 70 | 57 | 47 | 59.4 | 56
Oil | LaDesirade | 59 | 0 | 75.7 | 81.9 | 92.7 | 62 | 51.3 | 40.9
Oil | MinorIslands | 40.3 | 75.7 | 0 | 85.3 | 25.7 | 44.5 | 92.7 | 68.2
Oil | BasseTerreNorth | 70 | 81.9 | 85.3 | 0 | 45 | 21.6 | 40.6 | 42.1
Oil | GrandSud | 57 | 92.7 | 25.7 | 45 | 0 | 58.7 | 78.2 | 67.3
Oil | CapExcellence | 47 | 62 | 44.5 | 21.6 | 58.7 | 0 | 19.5 | 19.7
Oil | GrandeTerreNorth | 59.4 | 51.3 | 92.7 | 40.6 | 78.2 | 19.5 | 0 | 24.5
Oil | RivieraDuLevant | 56 | 40.9 | 68.2 | 42.1 | 67.3 | 19.7 | 24.5 | 0
Power | MarieGalante | 0 | 0 | 0 | 0 | 32.6 | 0 | 0 | 0
Power | LaDesirade | 0 | 0 | 0 | 0 | 0 | 0 | 0 | 31.5
Power | MinorIslands | 0 | 0 | 0 | 0 | 24.1 | 0 | 0 | 0
Power | BasseTerreNorth | 0 | 0 | 0 | 0 | 33.8 | 16 | 0 | 0
Power | GrandSud | 32.6 | 0 | 24.1 | 33.8 | 0 | 0 | 0 | 0
Power | CapExcellence | 0 | 0 | 0 | 16 | 0 | 0 | 15.1 | 18.7
Power | GrandeTerreNorth | 0 | 0 | 0 | 0 | 0 | 15.1 | 0 | 8.88
Power | RivieraDuLevant | 0 | 31.5 | 0 | 0 | 0 | 18.7 | 8.88 | 0
It is technically possible to link the transmission between Cap Excellence and Grande Sud Caraibe, but it would have to go through Nord Basse-Terre, so I left it as 0 for the moment

## Par_TradeCosts
TradeCosts{f in FUEL, r in REGION1, rr in REGION2}
Costs for trading a fuel from one region to another.
Unit: M€/PJ
|  | MarieGalante | LaDesirade | MinorIslands | BasseTerreNorth | GrandSud | CapExcellence | GrandeTerreNorth | RivieraDuLevant
Distance | MarieGalante | 0 | 59 | 40.3 | 70 | 57 | 47 | 59.4 | 56
Distance | LaDesirade | 59 | 0 | 75.7 | 81.9 | 92.7 | 62 | 51.3 | 40.9
Distance | MinorIslands | 40.3 | 75.7 | 0 | 85.3 | 25.7 | 44.5 | 92.7 | 68.2
Distance | BasseTerreNorth | 70 | 81.9 | 85.3 | 0 | 45 | 21.6 | 40.6 | 42.1
Distance | GrandSud | 57 | 92.7 | 25.7 | 45 | 0 | 58.7 | 78.2 | 67.3
Distance | CapExcellence | 47 | 62 | 44.5 | 21.6 | 58.7 | 0 | 19.5 | 19.7
Distance | GrandeTerreNorth | 59.4 | 51.3 | 92.7 | 40.6 | 78.2 | 19.5 | 0 | 24.5
Distance | RivieraDuLevant | 56 | 40.9 | 68.2 | 42.1 | 67.3 | 19.7 | 24.5 | 0
Biomass | MarieGalante | 0 | 0.417 | 0.416 | 0.417 | 0.417 | 0.416 | 0.417 | 0.417
Biomass | LaDesirade | 0.417 | 0 | 0.418 | 0.418 | 0.418 | 0.417 | 0.417 | 0.416
Biomass | MinorIslands | 0.416 | 0.418 | 0 | 0.418 | 0.416 | 0.416 | 0.418 | 0.417
Biomass | BasseTerreNorth | 0.417 | 0.418 | 0.418 | 0 | 0.416 | 0.415 | 0.416 | 0.416
Biomass | GrandSud | 0.417 | 0.418 | 0.416 | 0.416 | 0 | 0.417 | 0.418 | 0.417
Biomass | CapExcellence | 0.416 | 0.417 | 0.416 | 0.415 | 0.417 | 0 | 0.415 | 0.415
Biomass | GrandeTerreNorth | 0.417 | 0.417 | 0.418 | 0.416 | 0.418 | 0.415 | 0 | 0.416
Biomass | RivieraDuLevant | 0.417 | 0.416 | 0.417 | 0.416 | 0.417 | 0.415 | 0.416 | 0
Oil | MarieGalante | 0 | 1.256 | 1.077 | 1.345 | 1.239 | 1.146 | 1.259 | 1.23
Oil | LaDesirade | 1.256 | 0 | 1.389 | 1.433 | 1.507 | 1.281 | 1.187 | 1.083
Oil | MinorIslands | 1.077 | 1.389 | 0 | 1.457 | 0.898 | 1.121 | 1.507 | 1.331
Oil | BasseTerreNorth | 1.345 | 1.433 | 1.457 | 0 | 1.126 | 0.838 | 1.08 | 1.096
Oil | GrandSud | 1.239 | 1.507 | 0.898 | 1.126 | 0 | 1.253 | 1.407 | 1.324
Oil | CapExcellence | 1.146 | 1.281 | 1.121 | 0.838 | 1.253 | 0 | 0.804 | 0.807
Oil | GrandeTerreNorth | 1.259 | 1.187 | 1.507 | 1.08 | 1.407 | 0.804 | 0 | 0.881
Oil | RivieraDuLevant | 1.23 | 1.083 | 1.331 | 1.096 | 1.324 | 0.807 | 0.881 | 0
Power | MarieGalante | 0 | 0.01 | 0.01 | 0.01 | 0.01 | 0.01 | 0.01 | 0.01
Power | LaDesirade | 0.01 | 0 | 0.01 | 0.01 | 0.01 | 0.01 | 0.01 | 0.01
Power | MinorIslands | 0.01 | 0.01 | 0 | 0.01 | 0.01 | 0.01 | 0.01 | 0.01
Power | BasseTerreNorth | 0.01 | 0.01 | 0.01 | 0 | 0.01 | 0.01 | 0.01 | 0.01
Power | GrandSud | 0.01 | 0.01 | 0.01 | 0.01 | 0 | 0.01 | 0.01 | 0.01
Power | CapExcellence | 0.01 | 0.01 | 0.01 | 0.01 | 0.01 | 0 | 0.01 | 0.01
Power | GrandeTerreNorth | 0.01 | 0.01 | 0.01 | 0.01 | 0.01 | 0.01 | 0 | 0.01
Power | RivieraDuLevant | 0.01 | 0.01 | 0.01 | 0.01 | 0.01 | 0.01 | 0.01 | 0
LNG | MarieGalante | 0 | 1.256 | 1.077 | 1.345 | 1.239 | 1.146 | 1.259 | 1.23
LNG | LaDesirade | 1.256 | 0 | 1.389 | 1.433 | 1.507 | 1.281 | 1.187 | 1.083
LNG | MinorIslands | 1.077 | 1.389 | 0 | 1.457 | 0.898 | 1.121 | 1.507 | 1.331
LNG | BasseTerreNorth | 1.345 | 1.433 | 1.457 | 0 | 1.126 | 0.838 | 1.08 | 1.096
LNG | GrandSud | 1.239 | 1.507 | 0.898 | 1.126 | 0 | 1.253 | 1.407 | 1.324
LNG | CapExcellence | 1.146 | 1.281 | 1.121 | 0.838 | 1.253 | 0 | 0.804 | 0.807
LNG | GrandeTerreNorth | 1.259 | 1.187 | 1.507 | 1.08 | 1.407 | 0.804 | 0 | 0.881
LNG | RivieraDuLevant | 1.23 | 1.083 | 1.331 | 1.096 | 1.324 | 0.807 | 0.881 | 0
LBG | MarieGalante | 0 | 1.256 | 1.077 | 1.345 | 1.239 | 1.146 | 1.259 | 1.23
LBG | LaDesirade | 1.256 | 0 | 1.389 | 1.433 | 1.507 | 1.281 | 1.187 | 1.083
LBG | MinorIslands | 1.077 | 1.389 | 0 | 1.457 | 0.898 | 1.121 | 1.507 | 1.331
LBG | BasseTerreNorth | 1.345 | 1.433 | 1.457 | 0 | 1.126 | 0.838 | 1.08 | 1.096
LBG | GrandSud | 1.239 | 1.507 | 0.898 | 1.126 | 0 | 1.253 | 1.407 | 1.324
LBG | CapExcellence | 1.146 | 1.281 | 1.121 | 0.838 | 1.253 | 0 | 0.804 | 0.807
LBG | GrandeTerreNorth | 1.259 | 1.187 | 1.507 | 1.08 | 1.407 | 0.804 | 0 | 0.881
LBG | RivieraDuLevant | 1.23 | 1.083 | 1.331 | 1.096 | 1.324 | 0.807 | 0.881 | 0
Biofuel | MarieGalante | 0 | 1.256 | 1.077 | 1.345 | 1.239 | 1.146 | 1.259 | 1.23
Biofuel | LaDesirade | 1.256 | 0 | 1.389 | 1.433 | 1.507 | 1.281 | 1.187 | 1.083
Biofuel | MinorIslands | 1.077 | 1.389 | 0 | 1.457 | 0.898 | 1.121 | 1.507 | 1.331
Biofuel | BasseTerreNorth | 1.345 | 1.433 | 1.457 | 0 | 1.126 | 0.838 | 1.08 | 1.096
Biofuel | GrandSud | 1.239 | 1.507 | 0.898 | 1.126 | 0 | 1.253 | 1.407 | 1.324
Biofuel | CapExcellence | 1.146 | 1.281 | 1.121 | 0.838 | 1.253 | 0 | 0.804 | 0.807
Biofuel | GrandeTerreNorth | 1.259 | 1.187 | 1.507 | 1.08 | 1.407 | 0.804 | 0 | 0.881
Biofuel | RivieraDuLevant | 1.23 | 1.083 | 1.331 | 1.096 | 1.324 | 0.807 | 0.881 | 0

## Par_TradeCapacity
TradeCapacity{y in YEAR, f in FUEL, r in REGION1, rr in REGION2}
Defines the capacities for trade between two regions in a specific year and for a specific fuel.
Unit: GW for Power; PJ for Gas
|  | MarieGalante | LaDesirade | MinorIslands | BasseTerreNorth | GrandSud | CapExcellence | GrandeTerreNorth | RivieraDuLevant
|  | 2018 | 2018 | 2018 | 2018 | 2018 | 2018 | 2018 | 2018
Power | MarieGalante | 0 | 0 | 0 | 0 | 0.053 | 0 | 0 | 0
Power | LaDesirade | 0 | 0 | 0 | 0 | 0 | 0 | 0 | 0.053
Power | MinorIslands | 0 | 0 | 0 | 0 | 0.053 | 0 | 0 | 0
Power | BasseTerreNorth | 0 | 0 | 0 | 0 | 0.106 | 0.207 | 0 | 0
Power | GrandSud | 0.053 | 0 | 0.053 | 0.053 | 0 | 0 | 0 | 0
Power | CapExcellence | 0 | 0 | 0 | 0.071 | 0 | 0 | 0.071 | 0.083
Power | GrandeTerreNorth | 0 | 0 | 0 | 0 | 0 | 0.071 | 0 | 0.154
Power | RivieraDuLevant | 0 | 0.053 | 0 | 0 | 0 | 0.083 | 0.154 | 0
For trade with submarine cables,, I essentially took the minimum transmission capacity of OHL on Basse-Terre and Grande-Terre, which is 53 MW

## Par_TradeCapacityGrowthCosts
TradeCapacityGrowthCosts{f in FUEL, r in REGION1, rr in REGION2}
Costs of expanding trade capacity.
Unit: M€/GW
|  | MarieGalante | LaDesirade | MinorIslands | BasseTerreNorth | GrandSud | CapExcellence | GrandeTerreNorth | RivieraDuLevant
Power | MarieGalante | 2.1425 | 2.1425 | 2.1425 | 2.1425 | 2.1425 | 2.1425 | 2.1425 | 2.1425
Power | LaDesirade | 2.1425 | 2.1425 | 2.1425 | 2.1425 | 2.1425 | 2.1425 | 2.1425 | 2.1425
Power | MinorIslands | 2.1425 | 2.1425 | 2.1425 | 2.1425 | 2.1425 | 2.1425 | 2.1425 | 2.1425
Power | BasseTerreNorth | 2.1425 | 2.1425 | 2.1425 | 2.1425 | 2.1425 | 2.1425 | 2.1425 | 2.1425
Power | GrandSud | 2.1425 | 2.1425 | 2.1425 | 2.1425 | 2.1425 | 2.1425 | 2.1425 | 2.1425
Power | CapExcellence | 2.1425 | 2.1425 | 2.1425 | 2.1425 | 2.1425 | 2.1425 | 2.1425 | 2.1425
Power | GrandeTerreNorth | 2.1425 | 2.1425 | 2.1425 | 2.1425 | 2.1425 | 2.1425 | 2.1425 | 2.1425
Power | RivieraDuLevant | 2.1425 | 2.1425 | 2.1425 | 2.1425 | 2.1425 | 2.1425 | 2.1425 | 2.1425

## Par_GrowthRateTradeCapacity
GrowthRateTradeCapacity{y in YEAR, f in FUEL, r in REGION1, rr in REGION2}
Defines by how much the trade capacity between two regions can grow
Unit: Factor
|  |  | MarieGalante | LaDesirade | MinorIslands | BasseTerreNorth | GrandSud | CapExcellence | GrandeTerreNorth | RivieraDuLevant
2018 | Power | MarieGalante | 0.1 | 0.1 | 0.1 | 0.1 | 0.1 | 0.1 | 0.1 | 0.1
2018 | Power | LaDesirade | 0.1 | 0.1 | 0.1 | 0.1 | 0.1 | 0.1 | 0.1 | 0.1
2018 | Power | MinorIslands | 0.1 | 0.1 | 0.1 | 0.1 | 0.1 | 0.1 | 0.1 | 0.1
2018 | Power | BasseTerreNorth | 0.1 | 0.1 | 0.1 | 0.1 | 0.1 | 0.1 | 0.1 | 0.1
2018 | Power | GrandSud | 0.1 | 0.1 | 0.1 | 0.1 | 0.1 | 0.1 | 0.1 | 0.1
2018 | Power | CapExcellence | 0.1 | 0.1 | 0.1 | 0.1 | 0.1 | 0.1 | 0.1 | 0.1
2018 | Power | GrandeTerreNorth | 0.1 | 0.1 | 0.1 | 0.1 | 0.1 | 0.1 | 0.1 | 0.1
2018 | Power | RivieraDuLevant | 0.1 | 0.1 | 0.1 | 0.1 | 0.1 | 0.1 | 0.1 | 0.1

## Par_AnnualExogenousEmission
AnnualExogenousEmission{r in REGION, e in EMISSION, y in YEAR)
Amount of external Emissions for a year in a certain region.
Unit: Megatonnes
Region | Emission | 2018 | 2021 | 2025 | 2030 | 2035 | 2040 | 2045 | 2050

## Par_AnnualEmissionLimit
AnnualEmissionLimit{e in EMISSION, y in YEAR}
Limits the maximum amount of Emissions in a year.
Unit: Megatonnes
| 2018 | 2021 | 2025 | 2030 | 2035 | 2040 | 2045 | 2050
CO2 | 99999 | 99999 | 99999 | 99999 | 99999 | 99999 | 99999 | 99999

## Par_AnnualSectoralEmissionLimit
AnnualSectoralEmissionLimit{e in EMISSION, se in SECTOR, y in YEAR}
Limits the maximum amount of Emissions for a specific sector and region in a year.
Unit: Megatonnes
Emission | Sector | 2018 | 2021 | 2025 | 2030 | 2035 | 2040 | 2045 | 2050
CO2 | Power | 999999 | 999999 | 999999 | 999999 | 999999 | 999999 | 999999 | 999999
CO2 | Industry | 999999 | 999999 | 999999 | 999999 | 999999 | 999999 | 999999 | 999999
CO2 | Buildings | 999999 | 999999 | 999999 | 999999 | 999999 | 999999 | 999999 | 999999
CO2 | Transportation | 999999 | 999999 | 999999 | 999999 | 999999 | 999999 | 999999 | 999999
CO2 | Resources | 999999 | 999999 | 999999 | 999999 | 999999 | 999999 | 999999 | 999999
CO2 | Storages | 999999 | 999999 | 999999 | 999999 | 999999 | 999999 | 999999 | 999999
CO2 | Transformation | 999999 | 999999 | 999999 | 999999 | 999999 | 999999 | 999999 | 999999
CO2 | CHP | 999999 | 999999 | 999999 | 999999 | 999999 | 999999 | 999999 | 999999

## Par_RegionalAnnualEmissionLimit
RegionalAnnualEmissionLimit{r in REGION, e in EMISSION, y in YEAR}
Limits the maximum amount of Emissions for a certain region in a year.
Unit: Megatonnes
Region | Emission | 2018 | 2021 | 2025 | 2030 | 2035 | 2040 | 2045 | 2050
MarieGalante | CO2 | 999999 | 999999 | 999999 | 999999 | 999999 | 999999 | 999999 | 999999
LaDesirade | CO2 | 999999 | 999999 | 999999 | 999999 | 999999 | 999999 | 999999 | 999999
MinorIslands | CO2 | 999999 | 999999 | 999999 | 999999 | 999999 | 999999 | 999999 | 999999
BasseTerreNorth | CO2 | 999999 | 999999 | 999999 | 999999 | 999999 | 999999 | 999999 | 999999
GrandSud | CO2 | 999999 | 999999 | 999999 | 999999 | 999999 | 999999 | 999999 | 999999
CapExcellence | CO2 | 999999 | 999999 | 999999 | 999999 | 999999 | 999999 | 999999 | 999999
GrandeTerreNorth | CO2 | 999999 | 999999 | 999999 | 999999 | 999999 | 999999 | 999999 | 999999
RivieraDuLevant | CO2 | 999999 | 999999 | 999999 | 999999 | 999999 | 999999 | 999999 | 999999

## Par_EmissionActivityRatio
EmissionActivityRatio{r in REGION, t in TECHNOLOGY, e in EMISSION, m in MODEOFOPERATION, y in YEAR}
Emissions factor per unit of activity.
Unit: Fraction
|  |  |  | 2018 | 2021 | 2025 | 2030 | 2035 | 2040 | 2045 | 2050
World | CHP_Coal_Hardcoal | CO2 | 1 | bar: 2018 to 2050
World | CHP_Coal_Lignite | CO2 | 1 | bar: 2018 to 2050
World | CHP_Gas | CO2 | 1 | bar: 2018 to 2050
World | FRT_Rail_Conv | CO2 | 1 | bar: 2018 to 2050
World | FRT_Road_ICE | CO2 | 1 | bar: 2018 to 2050
World | FRT_Road_ICE | CO2 | 2 | 0 | 0 | 0 | 0 | 0 | 0 | 0 | 0
World | FRT_Road_PHEV | CO2 | 1 | bar: 2018 to 2050
World | FRT_Road_PHEV | CO2 | 2 | 0 | 0 | 0 | 0 | 0 | 0 | 0 | 0
World | FRT_Ship_Conv | CO2 | 1 | bar: 2018 to 2050
World | HHT_Coal_Hardcoal | CO2 | 1 | bar: 2018 to 2050
World | HHT_Coal_Lignite | CO2 | 1 | bar: 2018 to 2050
World | HHT_Gas | CO2 | 1 | bar: 2018 to 2050
World | HHT_Oil | CO2 | 1 | bar: 2018 to 2050
World | HLT_Coal_Hardcoal | CO2 | 1 | bar: 2018 to 2050
World | HLT_Coal_Lignite | CO2 | 1 | bar: 2018 to 2050
World | HLT_Gas | CO2 | 1 | bar: 2018 to 2050
World | HLT_Oil | CO2 | 1 | bar: 2018 to 2050
World | P_Coal_Hardcoal | CO2 | 1 | bar: 2018 to 2050
World | P_Coal_Lignite | CO2 | 1 | bar: 2018 to 2050
World | P_Gas | CO2 | 1 | bar: 2018 to 2050
World | P_Oil | CO2 | 1 | bar: 2018 to 2050
World | PSNG_Air_Conv | CO2 | 1 | bar: 2018 to 2050
World | PSNG_Rail_Conv | CO2 | 1 | bar: 2018 to 2050
World | PSNG_Road_ICE | CO2 | 1 | bar: 2018 to 2050
World | PSNG_Road_ICE | CO2 | 2 | 0 | 0 | 0 | 0 | 0 | 0 | 0 | 0
World | PSNG_Road_PHEV | CO2 | 1 | bar: 2018 to 2050
World | PSNG_Road_PHEV | CO2 | 2 | 0 | 0 | 0 | 0 | 0 | 0 | 0 | 0
World | CHP_Biomass_CCS | CO2 | 1 | -0.7 | -0.7 | -0.7 | -0.7 | -0.7 | -0.7 | -0.7 | -0.7
World | P_Biomass_CCS | CO2 | 1 | -0.7 | -0.7 | -0.7 | -0.7 | -0.7 | -0.7 | -0.7 | -0.7
World | HLR_Gas_Boiler | CO2 | 1 | bar: 2018 to 2050
World | HLR_Gas_CHP | CO2 | 1 | bar: 2018 to 2050
World | HLR_Hardcoal | CO2 | 1 | bar: 2018 to 2050
World | HLR_Lignite | CO2 | 1 | bar: 2018 to 2050
World | HLR_Hardcoal_CHP | CO2 | 1 | bar: 2018 to 2050
World | HLR_Lignite_CHP | CO2 | 1 | bar: 2018 to 2050
World | HLR_Oil_Boiler | CO2 | 1 | bar: 2018 to 2050
World | HLI_Gas_Boiler | CO2 | 1 | bar: 2018 to 2050
World | HLI_Gas_CHP | CO2 | 1 | bar: 2018 to 2050
World | HLI_Hardcoal | CO2 | 1 | bar: 2018 to 2050
World | HLI_Lignite | CO2 | 1 | bar: 2018 to 2050
World | HLI_Hardcoal_CHP | CO2 | 1 | bar: 2018 to 2050
World | HLI_Lignite_CHP | CO2 | 1 | bar: 2018 to 2050
World | HLI_Oil_Boiler | CO2 | 1 | bar: 2018 to 2050
World | HLI_Oil_CHP | CO2 | 1 | bar: 2018 to 2050
World | HMI_Gas | CO2 | 1 | bar: 2018 to 2050
World | HMI_HardCoal | CO2 | 1 | bar: 2018 to 2050
World | HMI_Oil | CO2 | 1 | bar: 2018 to 2050
World | HHI_BF_BOF | CO2 | 1 | bar: 2018 to 2050
World | HHI_BF_BOF | CO2 | 2 | bar: 2018 to 2050
World | HHI_BF_BOF | CO2 | 3 | bar: 2018 to 2050
World | HHI_BF_BOF | CO2 | 4 | bar: 2018 to 2050
World | HHI_DRI_EAF | CO2 | 1 | bar: 2018 to 2050
World | HHI_Bio_BF_BOF | CO2 | 1 | bar: 2018 to 2050
World | HHI_BF_BOF_CCS | CO2 | 1 | 0.12 | 0.093333 | 0.084444 | 0.082222 | 0.081111 | 0.080556 | 0.080278 | 0.08
World | HHI_BF_BOF_CCS | CO2 | 2 | 0.12 | 0.093333 | 0.084444 | 0.082222 | 0.081111 | 0.080556 | 0.080278 | 0.08
World | HHI_BF_BOF_CCS | CO2 | 3 | 0.12 | 0.093333 | 0.084444 | 0.082222 | 0.081111 | 0.080556 | 0.080278 | 0.08
World | HHI_BF_BOF_CCS | CO2 | 4 | 0.12 | 0.093333 | 0.084444 | 0.082222 | 0.081111 | 0.080556 | 0.080278 | 0.08
World | HHI_DRI_EAF_CCS | CO2 | 1 | 0.12 | 0.093333 | 0.084444 | 0.082222 | 0.081111 | 0.080556 | 0.080278 | 0.08
World | HLI_Biomass_CHP_CCS | CO2 | 1 | -0.7 | -0.7 | -0.7 | -0.7 | -0.7 | -0.7 | -0.7 | -0.7
World | HLI_Hardcoal_CHP_CCS | CO2 | 1 | 0.12 | 0.093333 | 0.084444 | 0.082222 | 0.081111 | 0.080556 | 0.080278 | 0.08
World | HLI_Lignite_CHP_CCS | CO2 | 1 | 0.12 | 0.093333 | 0.084444 | 0.082222 | 0.081111 | 0.080556 | 0.080278 | 0.08
World | HLR_Biomass_CHP_CCS | CO2 | 1 | -0.7 | -0.7 | -0.7 | -0.7 | -0.7 | -0.7 | -0.7 | -0.7
World | HLR_Hardcoal_CHP_CCS | CO2 | 1 | 0.12 | 0.093333 | 0.084444 | 0.082222 | 0.081111 | 0.080556 | 0.080278 | 0.08
World | HLR_Lignite_CHP_CCS | CO2 | 1 | 0.12 | 0.093333 | 0.084444 | 0.082222 | 0.081111 | 0.080556 | 0.080278 | 0.08
World | HMI_Gas_CCS | CO2 | 1 | 0.12 | 0.093333 | 0.084444 | 0.082222 | 0.081111 | 0.080556 | 0.080278 | 0.08
World | HMI_HardCoal_CCS | CO2 | 1 | 0.12 | 0.093333 | 0.084444 | 0.082222 | 0.081111 | 0.080556 | 0.080278 | 0.08
World | P_Coal_Hardcoal_CCS | CO2 | 1 | 0.12 | 0.093333 | 0.084444 | 0.082222 | 0.081111 | 0.080556 | 0.080278 | 0.08
World | P_Coal_Lignite_CCS | CO2 | 1 | 0.12 | 0.12 | 0.12 | 0.12 | 0.12 | 0.12 | 0.12 | 0.12
World | P_Gas_CCS | CO2 | 1 | 0.12 | 0.093333 | 0.084444 | 0.082222 | 0.081111 | 0.080556 | 0.080278 | 0.08
World | X_SMR | CO2 | 1 | bar: 2018 to 2050
World | X_SMR_CCS | CO2 | 1 | 0.12 | 0.093333 | 0.084444 | 0.082222 | 0.081111 | 0.080556 | 0.080278 | 0.08
GrandeTerreNorth | CHP_Coal_Hardcoal | CO2 | 1 | bar: 2018 to 2050
GrandeTerreNorth | CHP_Coal_Lignite | CO2 | 1 | bar: 2018 to 2050
GrandeTerreNorth | CHP_Gas | CO2 | 1 | bar: 2018 to 2050
GrandeTerreNorth | FRT_Rail_Conv | CO2 | 1 | bar: 2018 to 2050
GrandeTerreNorth | FRT_Road_ICE | CO2 | 1 | bar: 2018 to 2050
GrandeTerreNorth | FRT_Road_ICE | CO2 | 2 | 0 | 0 | 0 | 0 | 0 | 0 | 0 | 0
GrandeTerreNorth | FRT_Road_PHEV | CO2 | 1 | bar: 2018 to 2050
GrandeTerreNorth | FRT_Road_PHEV | CO2 | 2 | 0 | 0 | 0 | 0 | 0 | 0 | 0 | 0
GrandeTerreNorth | FRT_Ship_Conv | CO2 | 1 | bar: 2018 to 2050
GrandeTerreNorth | HHT_Coal_Hardcoal | CO2 | 1 | bar: 2018 to 2050
GrandeTerreNorth | HHT_Coal_Lignite | CO2 | 1 | bar: 2018 to 2050
GrandeTerreNorth | HHT_Gas | CO2 | 1 | bar: 2018 to 2050
GrandeTerreNorth | HHT_Oil | CO2 | 1 | bar: 2018 to 2050
GrandeTerreNorth | HLT_Coal_Hardcoal | CO2 | 1 | bar: 2018 to 2050
GrandeTerreNorth | HLT_Coal_Lignite | CO2 | 1 | bar: 2018 to 2050
GrandeTerreNorth | HLT_Gas | CO2 | 1 | bar: 2018 to 2050
GrandeTerreNorth | HLT_Oil | CO2 | 1 | bar: 2018 to 2050
GrandeTerreNorth | P_Coal_Hardcoal | CO2 | 1 | bar: 2018 to 2050
GrandeTerreNorth | P_Coal_Lignite | CO2 | 1 | bar: 2018 to 2050
GrandeTerreNorth | P_Gas | CO2 | 1 | bar: 2018 to 2050
GrandeTerreNorth | P_Oil | CO2 | 1 | bar: 2018 to 2050
GrandeTerreNorth | PSNG_Air_Conv | CO2 | 1 | bar: 2018 to 2050
GrandeTerreNorth | PSNG_Rail_Conv | CO2 | 1 | bar: 2018 to 2050
GrandeTerreNorth | PSNG_Road_ICE | CO2 | 1 | bar: 2018 to 2050
GrandeTerreNorth | PSNG_Road_ICE | CO2 | 2 | 0 | 0 | 0 | 0 | 0 | 0 | 0 | 0
GrandeTerreNorth | PSNG_Road_PHEV | CO2 | 1 | bar: 2018 to 2050
GrandeTerreNorth | PSNG_Road_PHEV | CO2 | 2 | 0 | 0 | 0 | 0 | 0 | 0 | 0 | 0
GrandeTerreNorth | CHP_Biomass_CCS | CO2 | 1 | -0.7 | -0.7 | -0.7 | -0.7 | -0.7 | -0.7 | -0.7 | -0.7
GrandeTerreNorth | P_Biomass_CCS | CO2 | 1 | -0.7 | -0.7 | -0.7 | -0.7 | -0.7 | -0.7 | -0.7 | -0.7
GrandeTerreNorth | HLR_Gas_Boiler | CO2 | 1 | bar: 2018 to 2050
GrandeTerreNorth | HLR_Gas_CHP | CO2 | 1 | bar: 2018 to 2050
GrandeTerreNorth | HLR_Hardcoal | CO2 | 1 | bar: 2018 to 2050
GrandeTerreNorth | HLR_Lignite | CO2 | 1 | bar: 2018 to 2050
GrandeTerreNorth | HLR_Hardcoal_CHP | CO2 | 1 | bar: 2018 to 2050
GrandeTerreNorth | HLR_Lignite_CHP | CO2 | 1 | bar: 2018 to 2050
GrandeTerreNorth | HLR_Oil_Boiler | CO2 | 1 | bar: 2018 to 2050
GrandeTerreNorth | HLI_Gas_Boiler | CO2 | 1 | bar: 2018 to 2050
GrandeTerreNorth | HLI_Gas_CHP | CO2 | 1 | bar: 2018 to 2050
GrandeTerreNorth | HLI_Hardcoal | CO2 | 1 | bar: 2018 to 2050
GrandeTerreNorth | HLI_Lignite | CO2 | 1 | bar: 2018 to 2050
GrandeTerreNorth | HLI_Hardcoal_CHP | CO2 | 1 | bar: 2018 to 2050
GrandeTerreNorth | HLI_Lignite_CHP | CO2 | 1 | bar: 2018 to 2050
GrandeTerreNorth | HLI_Oil_Boiler | CO2 | 1 | bar: 2018 to 2050
GrandeTerreNorth | HLI_Oil_CHP | CO2 | 1 | bar: 2018 to 2050
GrandeTerreNorth | HMI_Gas | CO2 | 1 | bar: 2018 to 2050
GrandeTerreNorth | HMI_HardCoal | CO2 | 1 | bar: 2018 to 2050
GrandeTerreNorth | HMI_Oil | CO2 | 1 | bar: 2018 to 2050
GrandeTerreNorth | HHI_BF_BOF | CO2 | 1 | bar: 2018 to 2050
GrandeTerreNorth | HHI_BF_BOF | CO2 | 2 | bar: 2018 to 2050
GrandeTerreNorth | HHI_BF_BOF | CO2 | 3 | bar: 2018 to 2050
GrandeTerreNorth | HHI_BF_BOF | CO2 | 4 | bar: 2018 to 2050
GrandeTerreNorth | HHI_DRI_EAF | CO2 | 1 | bar: 2018 to 2050
GrandeTerreNorth | HHI_Bio_BF_BOF | CO2 | 1 | bar: 2018 to 2050
GrandeTerreNorth | HHI_BF_BOF_CCS | CO2 | 1 | 0.12 | 0.12 | 0.12 | 0.12 | 0.12 | 0.12 | 0.12 | 0.12
GrandeTerreNorth | HHI_BF_BOF_CCS | CO2 | 2 | 0.12 | 0.12 | 0.12 | 0.12 | 0.12 | 0.12 | 0.12 | 0.12
GrandeTerreNorth | HHI_BF_BOF_CCS | CO2 | 3 | 0.12 | 0.12 | 0.12 | 0.12 | 0.12 | 0.12 | 0.12 | 0.12
GrandeTerreNorth | HHI_BF_BOF_CCS | CO2 | 4 | 0.12 | 0.12 | 0.12 | 0.12 | 0.12 | 0.12 | 0.12 | 0.12
GrandeTerreNorth | HHI_DRI_EAF_CCS | CO2 | 1 | 0.12 | 0.12 | 0.12 | 0.12 | 0.12 | 0.12 | 0.12 | 0.12
GrandeTerreNorth | HLI_Biomass_CHP_CCS | CO2 | 1 | -0.7 | -0.7 | -0.7 | -0.7 | -0.7 | -0.7 | -0.7 | -0.7
GrandeTerreNorth | HLI_Hardcoal_CHP_CCS | CO2 | 1 | 0.12 | 0.12 | 0.12 | 0.12 | 0.12 | 0.12 | 0.12 | 0.12
GrandeTerreNorth | HLI_Lignite_CHP_CCS | CO2 | 1 | 0.12 | 0.12 | 0.12 | 0.12 | 0.12 | 0.12 | 0.12 | 0.12
GrandeTerreNorth | HLR_Biomass_CHP_CCS | CO2 | 1 | -0.7 | -0.7 | -0.7 | -0.7 | -0.7 | -0.7 | -0.7 | -0.7
GrandeTerreNorth | HLR_Hardcoal_CHP_CCS | CO2 | 1 | 0.12 | 0.12 | 0.12 | 0.12 | 0.12 | 0.12 | 0.12 | 0.12
GrandeTerreNorth | HLR_Lignite_CHP_CCS | CO2 | 1 | 0.12 | 0.12 | 0.12 | 0.12 | 0.12 | 0.12 | 0.12 | 0.12
GrandeTerreNorth | HMI_Gas_CCS | CO2 | 1 | 0.12 | 0.12 | 0.12 | 0.12 | 0.12 | 0.12 | 0.12 | 0.12
GrandeTerreNorth | HMI_HardCoal_CCS | CO2 | 1 | 0.12 | 0.12 | 0.12 | 0.12 | 0.12 | 0.12 | 0.12 | 0.12
GrandeTerreNorth | P_Coal_Hardcoal_CCS | CO2 | 1 | 0.12 | 0.12 | 0.12 | 0.12 | 0.12 | 0.12 | 0.12 | 0.12
GrandeTerreNorth | P_Coal_Lignite_CCS | CO2 | 1 | 0.12 | 0.12 | 0.12 | 0.12 | 0.12 | 0.12 | 0.12 | 0.12
GrandeTerreNorth | P_Gas_CCS | CO2 | 1 | 0.12 | 0.12 | 0.12 | 0.12 | 0.12 | 0.12 | 0.12 | 0.12
GrandeTerreNorth | X_SMR | CO2 | 1 | bar: 2018 to 2050
GrandeTerreNorth | X_SMR_CCS | CO2 | 1 | 0.12 | 0.12 | 0.12 | 0.12 | 0.12 | 0.12 | 0.12 | 0.12
GrandeTerreNorth | X_DAC | CO2 | 1 | bar: 2018 to 2050
GrandeTerreNorth | FRT_Road_LNG | CO2 | 1 | bar: 2018 to 2050
GrandeTerreNorth | FRT_Ship_LNG | CO2 | 1 | bar: 2018 to 2050
GrandeTerreNorth | PSNG_Road_LNG | CO2 | 1 | bar: 2018 to 2050
GrandeTerreNorth | X_DAC_LT | CO2 | 1 | bar: 2018 to 2050
GrandeTerreNorth | X_DAC_HT | CO2 | 1 | bar: 2018 to 2050
GrandeTerreNorth | Z_ETS_Sell | CO2 | 1 | bar: 2018 to 2050
GrandeTerreNorth | Z_ETS_Buy | CO2 | 1 | bar: 2018 to 2050
GrandeTerreNorth | CHP_Biomass_Solid | CO2 | 1 | 0 | 0 | 0 | 0 | 0 | 0 | 0 | 0
GrandeTerreNorth | CHP_Coal_Hardcoal | CO2 | 1 | bar: 2018 to 2050
GrandeTerreNorth | CHP_Coal_Lignite | CO2 | 1 | bar: 2018 to 2050
GrandeTerreNorth | CHP_Gas_CCGT_Natural | CO2 | 1 | bar: 2018 to 2050
GrandeTerreNorth | CHP_Gas_CCGT_Biogas | CO2 | 1 | 0 | 0 | 0 | 0 | 0 | 0 | 0 | 0
GrandeTerreNorth | CHP_Gas_CCGT_SynGas | CO2 | 1 | 0 | 0 | 0 | 0 | 0 | 0 | 0 | 0
GrandeTerreNorth | CHP_Hydrogen_FuelCell | CO2 | 1 | 0 | 0 | 0 | 0 | 0 | 0 | 0 | 0
GrandeTerreNorth | CHP_Biomass_Solid_CCS | CO2 | 1 | -0.88 | -0.88 | -0.88 | -0.88 | -0.88 | -0.88 | -0.88 | -0.88
GrandeTerreNorth | CHP_Coal_Hardcoal_CCS | CO2 | 1 | 0.12 | 0.12 | 0.12 | 0.12 | 0.12 | 0.12 | 0.12 | 0.12
GrandeTerreNorth | CHP_Coal_Lignite_CCS | CO2 | 1 | 0.12 | 0.12 | 0.12 | 0.12 | 0.12 | 0.12 | 0.12 | 0.12
GrandeTerreNorth | CHP_Gas_CCGT_Natural_CCS | CO2 | 1 | 0.12 | 0.12 | 0.12 | 0.12 | 0.12 | 0.12 | 0.12 | 0.12
GrandeTerreNorth | CHP_Gas_CCGT_Biogas_CCS | CO2 | 1 | -0.88 | -0.88 | -0.88 | -0.88 | -0.88 | -0.88 | -0.88 | -0.88
GrandeTerreNorth | CHP_Biomass_Solid | CO2 | 2 | 0 | 0 | 0 | 0 | 0 | 0 | 0 | 0
GrandeTerreNorth | CHP_Coal_Hardcoal | CO2 | 2 | bar: 2018 to 2050
GrandeTerreNorth | CHP_Coal_Lignite | CO2 | 2 | bar: 2018 to 2050
GrandeTerreNorth | CHP_Gas_CCGT_Natural | CO2 | 2 | bar: 2018 to 2050
GrandeTerreNorth | CHP_Gas_CCGT_Biogas | CO2 | 2 | 0 | 0 | 0 | 0 | 0 | 0 | 0 | 0
GrandeTerreNorth | CHP_Gas_CCGT_SynGas | CO2 | 2 | 0 | 0 | 0 | 0 | 0 | 0 | 0 | 0
GrandeTerreNorth | CHP_Hydrogen_FuelCell | CO2 | 2 | 0 | 0 | 0 | 0 | 0 | 0 | 0 | 0
GrandeTerreNorth | CHP_Biomass_Solid_CCS | CO2 | 2 | -0.88 | -0.88 | -0.88 | -0.88 | -0.88 | -0.88 | -0.88 | -0.88
GrandeTerreNorth | CHP_Coal_Hardcoal_CCS | CO2 | 2 | 0.12 | 0.12 | 0.12 | 0.12 | 0.12 | 0.12 | 0.12 | 0.12
GrandeTerreNorth | CHP_Coal_Lignite_CCS | CO2 | 2 | 0.12 | 0.12 | 0.12 | 0.12 | 0.12 | 0.12 | 0.12 | 0.12
GrandeTerreNorth | CHP_Gas_CCGT_Natural_CCS | CO2 | 2 | 0.12 | 0.12 | 0.12 | 0.12 | 0.12 | 0.12 | 0.12 | 0.12
GrandeTerreNorth | CHP_Gas_CCGT_Biogas_CCS | CO2 | 2 | -0.88 | -0.88 | -0.88 | -0.88 | -0.88 | -0.88 | -0.88 | -0.88
GrandeTerreNorth | CHP_Oil | CO2 | 1 | bar: 2018 to 2050
GrandeTerreNorth | CHP_Oil | CO2 | 2 | bar: 2018 to 2050
GrandeTerreNorth | P_Gas_CCGT | CO2 | 1 | bar: 2018 to 2050
GrandeTerreNorth | P_Gas_OCGT | CO2 | 1 | bar: 2018 to 2050
GrandeTerreNorth | P_Gas_Engines | CO2 | 1 | bar: 2018 to 2050

## Par_EmissionPenaltyTagTech
EmissionPenaltyTagTech{r in REGION, t in TECHNOLOGY, e in EMISSION, y in YEAR}
Tags all technologies which produce emissions.
Unit: Binary
Region | Technology | Emission | 2018 | 2021 | 2025 | 2030 | 2035 | 2040 | 2045 | 2050
World | CHP_Coal_Hardcoal | CO2 | bar: 2018 to 2050
World | CHP_Coal_Lignite | CO2 | bar: 2018 to 2050
World | CHP_Gas | CO2 | bar: 2018 to 2050
World | FRT_Rail_Conv | CO2 | 0 | 0 | 0 | 0 | 0 | 0 | 0 | 0
World | FRT_Road_ICE | CO2 | 0 | 0 | 0 | 0 | 0 | 0 | 0 | 0
World | FRT_Road_PHEV | CO2 | 0 | 0 | 0 | 0 | 0 | 0 | 0 | 0
World | FRT_Ship_Conv | CO2 | 0 | 0 | 0 | 0 | 0 | 0 | 0 | 0
World | P_Coal_Hardcoal | CO2 | bar: 2018 to 2050
World | P_Coal_Lignite | CO2 | bar: 2018 to 2050
World | P_Gas | CO2 | bar: 2018 to 2050
World | P_Oil | CO2 | bar: 2018 to 2050
World | PSNG_Air_Conv | CO2 | bar: 2018 to 2050
World | PSNG_Rail_Conv | CO2 | 0 | 0 | 0 | 0 | 0 | 0 | 0 | 0
World | PSNG_Road_ICE | CO2 | 0 | 0 | 0 | 0 | 0 | 0 | 0 | 0
World | PSNG_Road_PHEV | CO2 | 0 | 0 | 0 | 0 | 0 | 0 | 0 | 0
World | CHP_Biomass_CCS | CO2 | bar: 2018 to 2050
World | P_Biomass_CCS | CO2 | bar: 2018 to 2050
World | HLR_Gas_Boiler | CO2 | bar: 2018 to 2050
World | HLR_Gas_CHP | CO2 | bar: 2018 to 2050
World | HLR_Biomass | CO2 | bar: 2018 to 2050
World | HLR_Biomass_CHP | CO2 | bar: 2018 to 2050
World | HLR_Hardcoal | CO2 | bar: 2018 to 2050
World | HLR_Lignite | CO2 | bar: 2018 to 2050
World | HLR_Hardcoal_CHP | CO2 | bar: 2018 to 2050
World | HLR_Lignite_CHP | CO2 | bar: 2018 to 2050
World | HLR_Direct_Electric | CO2 | bar: 2018 to 2050
World | HLR_Solar_Thermal | CO2 | bar: 2018 to 2050
World | HLR_Heatpump_Aerial | CO2 | bar: 2018 to 2050
World | HLR_Heatpump_Ground | CO2 | bar: 2018 to 2050
World | HLR_Geothermal | CO2 | bar: 2018 to 2050
World | HLR_Oil_Boiler | CO2 | bar: 2018 to 2050
World | HLI_Gas_Boiler | CO2 | bar: 2018 to 2050
World | HLI_Gas_CHP | CO2 | bar: 2018 to 2050
World | HLI_Biomass | CO2 | bar: 2018 to 2050
World | HLI_Biomass_CHP | CO2 | bar: 2018 to 2050
World | HLI_Hardcoal | CO2 | bar: 2018 to 2050
World | HLI_Lignite | CO2 | bar: 2018 to 2050
World | HLI_Hardcoal_CHP | CO2 | bar: 2018 to 2050
World | HLI_Lignite_CHP | CO2 | bar: 2018 to 2050
World | HLI_Direct_Electric | CO2 | bar: 2018 to 2050
World | HLI_Solar_Thermal | CO2 | bar: 2018 to 2050
World | HLI_Fuelcell | CO2 | bar: 2018 to 2050
World | HLI_Geothermal | CO2 | bar: 2018 to 2050
World | HLI_Oil_Boiler | CO2 | bar: 2018 to 2050
World | HLI_Oil_CHP | CO2 | bar: 2018 to 2050
World | HMI_Gas | CO2 | bar: 2018 to 2050
World | HMI_Biomass | CO2 | bar: 2018 to 2050
World | HMI_HardCoal | CO2 | bar: 2018 to 2050
World | HMI_Steam_Electric | CO2 | bar: 2018 to 2050
World | HMI_Oil | CO2 | bar: 2018 to 2050
World | HHI_BF_BOF | CO2 | bar: 2018 to 2050
World | HHI_DRI_EAF | CO2 | bar: 2018 to 2050
World | HHI_Scrap_EAF | CO2 | bar: 2018 to 2050
World | HHI_H2DRI_EAF | CO2 | bar: 2018 to 2050
World | HHI_Molten_Electrolysis | CO2 | bar: 2018 to 2050
World | HHI_Bio_BF_BOF | CO2 | bar: 2018 to 2050
World | HHI_BF_BOF_CCS | CO2 | bar: 2018 to 2050
World | HHI_BF_BOF_CCS | CO2 | bar: 2018 to 2050
World | HHI_BF_BOF_CCS | CO2 | bar: 2018 to 2050
World | HHI_BF_BOF_CCS | CO2 | bar: 2018 to 2050
World | HHI_DRI_EAF_CCS | CO2 | bar: 2018 to 2050
World | HLI_Biomass_CHP_CCS | CO2 | bar: 2018 to 2050
World | HLI_Hardcoal_CHP_CCS | CO2 | bar: 2018 to 2050
World | HLI_Lignite_CHP_CCS | CO2 | bar: 2018 to 2050
World | HLR_Biomass_CHP_CCS | CO2 | bar: 2018 to 2050
World | HLR_Hardcoal_CHP_CCS | CO2 | bar: 2018 to 2050
World | HLR_Lignite_CHP_CCS | CO2 | bar: 2018 to 2050
World | HMI_Gas_CCS | CO2 | bar: 2018 to 2050
World | HMI_HardCoal_CCS | CO2 | bar: 2018 to 2050
World | P_Coal_Hardcoal_CCS | CO2 | bar: 2018 to 2050
World | P_Coal_Lignite_CCS | CO2 | bar: 2018 to 2050
World | P_Gas_CCS | CO2 | bar: 2018 to 2050
World | X_SMR | CO2 | bar: 2018 to 2050
World | X_SMR_CCS | CO2 | bar: 2018 to 2050
GrandeTerreNorth | CHP_Coal_Hardcoal | CO2 | bar: 2018 to 2050
GrandeTerreNorth | CHP_Coal_Lignite | CO2 | bar: 2018 to 2050
GrandeTerreNorth | CHP_Gas | CO2 | bar: 2018 to 2050
GrandeTerreNorth | FRT_Rail_Conv | CO2 | bar: 2018 to 2050
GrandeTerreNorth | FRT_Road_ICE | CO2 | bar: 2018 to 2050
GrandeTerreNorth | FRT_Road_PHEV | CO2 | bar: 2018 to 2050
GrandeTerreNorth | FRT_Ship_Conv | CO2 | bar: 2018 to 2050
GrandeTerreNorth | P_Coal_Hardcoal | CO2 | bar: 2018 to 2050
GrandeTerreNorth | P_Coal_Lignite | CO2 | bar: 2018 to 2050
GrandeTerreNorth | P_Gas | CO2 | bar: 2018 to 2050
GrandeTerreNorth | P_Oil | CO2 | bar: 2018 to 2050
GrandeTerreNorth | PSNG_Air_Conv | CO2 | bar: 2018 to 2050
GrandeTerreNorth | PSNG_Rail_Conv | CO2 | bar: 2018 to 2050
GrandeTerreNorth | PSNG_Road_ICE | CO2 | bar: 2018 to 2050
GrandeTerreNorth | PSNG_Road_PHEV | CO2 | bar: 2018 to 2050
GrandeTerreNorth | CHP_Biomass_CCS | CO2 | bar: 2018 to 2050
GrandeTerreNorth | P_Biomass_CCS | CO2 | bar: 2018 to 2050
GrandeTerreNorth | HLR_Gas_Boiler | CO2 | bar: 2018 to 2050
GrandeTerreNorth | HLR_Gas_CHP | CO2 | bar: 2018 to 2050
GrandeTerreNorth | HLR_Biomass | CO2 | bar: 2018 to 2050
GrandeTerreNorth | HLR_Biomass_CHP | CO2 | bar: 2018 to 2050
GrandeTerreNorth | HLR_Hardcoal | CO2 | bar: 2018 to 2050
GrandeTerreNorth | HLR_Lignite | CO2 | bar: 2018 to 2050
GrandeTerreNorth | HLR_Hardcoal_CHP | CO2 | bar: 2018 to 2050
GrandeTerreNorth | HLR_Lignite_CHP | CO2 | bar: 2018 to 2050
GrandeTerreNorth | HLR_Direct_Electric | CO2 | bar: 2018 to 2050
GrandeTerreNorth | HLR_Solar_Thermal | CO2 | bar: 2018 to 2050
GrandeTerreNorth | HLR_Heatpump_Aerial | CO2 | bar: 2018 to 2050
GrandeTerreNorth | HLR_Heatpump_Ground | CO2 | bar: 2018 to 2050
GrandeTerreNorth | HLR_Geothermal | CO2 | bar: 2018 to 2050
GrandeTerreNorth | HLR_Oil_Boiler | CO2 | bar: 2018 to 2050
GrandeTerreNorth | HLI_Gas_Boiler | CO2 | bar: 2018 to 2050
GrandeTerreNorth | HLI_Gas_CHP | CO2 | bar: 2018 to 2050
GrandeTerreNorth | HLI_Biomass | CO2 | bar: 2018 to 2050
GrandeTerreNorth | HLI_Biomass_CHP | CO2 | bar: 2018 to 2050
GrandeTerreNorth | HLI_Hardcoal | CO2 | bar: 2018 to 2050
GrandeTerreNorth | HLI_Lignite | CO2 | bar: 2018 to 2050
GrandeTerreNorth | HLI_Hardcoal_CHP | CO2 | bar: 2018 to 2050
GrandeTerreNorth | HLI_Lignite_CHP | CO2 | bar: 2018 to 2050
GrandeTerreNorth | HLI_Direct_Electric | CO2 | bar: 2018 to 2050
GrandeTerreNorth | HLI_Solar_Thermal | CO2 | bar: 2018 to 2050
GrandeTerreNorth | HLI_Fuelcell | CO2 | bar: 2018 to 2050
GrandeTerreNorth | HLI_Geothermal | CO2 | bar: 2018 to 2050
GrandeTerreNorth | HLI_Oil_Boiler | CO2 | bar: 2018 to 2050
GrandeTerreNorth | HLI_Oil_CHP | CO2 | bar: 2018 to 2050
GrandeTerreNorth | HMI_Gas | CO2 | bar: 2018 to 2050
GrandeTerreNorth | HMI_Biomass | CO2 | bar: 2018 to 2050
GrandeTerreNorth | HMI_HardCoal | CO2 | bar: 2018 to 2050
GrandeTerreNorth | HMI_Steam_Electric | CO2 | bar: 2018 to 2050
GrandeTerreNorth | HMI_Oil | CO2 | bar: 2018 to 2050
GrandeTerreNorth | HHI_BF_BOF | CO2 | bar: 2018 to 2050
GrandeTerreNorth | HHI_DRI_EAF | CO2 | bar: 2018 to 2050
GrandeTerreNorth | HHI_Scrap_EAF | CO2 | bar: 2018 to 2050
GrandeTerreNorth | HHI_H2DRI_EAF | CO2 | bar: 2018 to 2050
GrandeTerreNorth | HHI_Molten_Electrolysis | CO2 | bar: 2018 to 2050
GrandeTerreNorth | HHI_Bio_BF_BOF | CO2 | bar: 2018 to 2050
GrandeTerreNorth | HHI_BF_BOF_CCS | CO2 | bar: 2018 to 2050
GrandeTerreNorth | HHI_BF_BOF_CCS | CO2 | bar: 2018 to 2050
GrandeTerreNorth | HHI_BF_BOF_CCS | CO2 | bar: 2018 to 2050
GrandeTerreNorth | HHI_BF_BOF_CCS | CO2 | bar: 2018 to 2050
GrandeTerreNorth | HHI_DRI_EAF_CCS | CO2 | bar: 2018 to 2050
GrandeTerreNorth | HLI_Biomass_CHP_CCS | CO2 | bar: 2018 to 2050
GrandeTerreNorth | HLI_Hardcoal_CHP_CCS | CO2 | bar: 2018 to 2050
GrandeTerreNorth | HLI_Lignite_CHP_CCS | CO2 | bar: 2018 to 2050
GrandeTerreNorth | HLR_Biomass_CHP_CCS | CO2 | bar: 2018 to 2050
GrandeTerreNorth | HLR_Hardcoal_CHP_CCS | CO2 | bar: 2018 to 2050
GrandeTerreNorth | HLR_Lignite_CHP_CCS | CO2 | bar: 2018 to 2050
GrandeTerreNorth | HMI_Gas_CCS | CO2 | bar: 2018 to 2050
GrandeTerreNorth | HMI_HardCoal_CCS | CO2 | bar: 2018 to 2050
GrandeTerreNorth | P_Coal_Hardcoal_CCS | CO2 | bar: 2018 to 2050
GrandeTerreNorth | P_Coal_Lignite_CCS | CO2 | bar: 2018 to 2050
GrandeTerreNorth | P_Gas_CCS | CO2 | bar: 2018 to 2050
GrandeTerreNorth | X_SMR | CO2 | bar: 2018 to 2050
GrandeTerreNorth | X_SMR_CCS | CO2 | bar: 2018 to 2050
GrandeTerreNorth | X_DAC | CO2 | bar: 2018 to 2050
GrandeTerreNorth | FRT_Road_LNG | CO2 | bar: 2018 to 2050
GrandeTerreNorth | FRT_Ship_LNG | CO2 | bar: 2018 to 2050
GrandeTerreNorth | PSNG_Road_LNG | CO2 | bar: 2018 to 2050
GrandeTerreNorth | X_DAC_LT | CO2 | bar: 2018 to 2050
GrandeTerreNorth | X_DAC_HT | CO2 | bar: 2018 to 2050
GrandeTerreNorth | CHP_Biomass_Solid | CO2 | bar: 2018 to 2050
GrandeTerreNorth | CHP_Coal_Hardcoal | CO2 | bar: 2018 to 2050
GrandeTerreNorth | CHP_Coal_Lignite | CO2 | bar: 2018 to 2050
GrandeTerreNorth | CHP_Gas_CCGT_Natural | CO2 | bar: 2018 to 2050
GrandeTerreNorth | CHP_Gas_CCGT_Biogas | CO2 | bar: 2018 to 2050
GrandeTerreNorth | CHP_Gas_CCGT_SynGas | CO2 | bar: 2018 to 2050
GrandeTerreNorth | CHP_Hydrogen_FuelCell | CO2 | bar: 2018 to 2050
GrandeTerreNorth | CHP_Biomass_Solid_CCS | CO2 | bar: 2018 to 2050
GrandeTerreNorth | CHP_Coal_Hardcoal_CCS | CO2 | bar: 2018 to 2050
GrandeTerreNorth | CHP_Coal_Lignite_CCS | CO2 | bar: 2018 to 2050
GrandeTerreNorth | CHP_Gas_CCGT_Natural_CCS | CO2 | bar: 2018 to 2050
GrandeTerreNorth | CHP_Gas_CCGT_Biogas_CCS | CO2 | bar: 2018 to 2050
GrandeTerreNorth | CHP_Oil | CO2 | bar: 2018 to 2050
GrandeTerreNorth | P_Gas_CCGT | CO2 | bar: 2018 to 2050
GrandeTerreNorth | P_Gas_OCGT | CO2 | bar: 2018 to 2050
GrandeTerreNorth | P_Gas_Engines | CO2 | bar: 2018 to 2050

## Par_EmissionContentPerFuel
EmissionContentPerFuel{f in FUEL, e in EMISSION}
Emission content per unit of energy per fuel
Unit: Megatonnes/PJ
Hardcoal | CO2 | 0.0946
Lignite | CO2 | 0.101
Gas_Natural | CO2 | 0.0561
Oil | CO2 | 0.0733
Biomass | CO2 | 0.11
Air | CO2 | 1
LNG | CO2 | 0.0561
ETS | CO2 | 1
ETS_Source | CO2 | 1

## Par_EmissionsPenalty
EmissionsPenalty{r in REGION, e in EMISSION, y in YEAR}
Externality cost per unit of emission
Unit: M€/Megatonnes
|  | 2018 | 2021 | 2025 | 2030 | 2035 | 2040 | 2045 | 2050
MarieGalante | CO2 | 0 | 0 | 0 | 0 | 0 | 0 | 0 | 0
LaDesirade | CO2 | 0 | 0 | 0 | 0 | 0 | 0 | 0 | 0
MinorIslands | CO2 | 0 | 0 | 0 | 0 | 0 | 0 | 0 | 0
BasseTerreNorth | CO2 | 0 | 0 | 0 | 0 | 0 | 0 | 0 | 0
GrandSud | CO2 | 0 | 0 | 0 | 0 | 0 | 0 | 0 | 0
CapExcellence | CO2 | 0 | 0 | 0 | 0 | 0 | 0 | 0 | 0
GrandeTerreNorth | CO2 | 0 | 0 | 0 | 0 | 0 | 0 | 0 | 0
RivieraDuLevant | CO2 | 0 | 0 | 0 | 0 | 0 | 0 | 0 | 0

## Par_SpecifiedAnnualDemand
SpecifiedAnnualDemand{r in REGION, f in FUEL, y in YEAR}
The annual demand for each output fuel. Hourly Data parameters distribute this demand over the timesteps.
Unit: PJ/mtkm/mpkm
Region | Fuel | 2018 | 2021 | 2025 | 2030 | 2035 | 2040 | 2045 | 2050
MarieGalante | Heat_High_Industrial | 0 | 0 | 0 | 0 | 0 | 0 | 0 | 0
MarieGalante | Heat_Low_Industrial | 0.37678 | 0.36 | 0.34376 | 0.34376 | 0.34376 | 0.34376 | 0.34376 | 0.34376
MarieGalante | Heat_Low_Residential | 0.0081143 | 0.012567 | 0.01504 | 0.01504 | 0.01504 | 0.01504 | 0.01504 | 0.01504
MarieGalante | Heat_Medium_Industrial | 0 | 0 | 0 | 0 | 0 | 0 | 0 | 0
MarieGalante | Mobility_Freight
MarieGalante | Power | 0.11658 | 0.1151 | 0.13647 | 0.14071 | 0.14472 | 0.14851 | 0.15207 | 0.15541
LaDesirade | Heat_High_Industrial | 0 | 0 | 0 | 0 | 0 | 0 | 0 | 0
LaDesirade | Heat_Low_Industrial | 0 | 0 | 0 | 0 | 0 | 0 | 0 | 0
LaDesirade | Heat_Low_Residential | 0.0010905 | 0.001689 | 0.0020213 | 0.0020213 | 0.0020213 | 0.0020213 | 0.0020213 | 0.0020213
LaDesirade | Heat_Medium_Industrial | 0 | 0 | 0 | 0 | 0 | 0 | 0 | 0
LaDesirade | Mobility_Freight
LaDesirade | Power | 0.015562 | 0.013898 | 0.016479 | 0.016991 | 0.017475 | 0.017932 | 0.018363 | 0.018766
MinorIslands | Heat_High_Industrial | 0 | 0 | 0 | 0 | 0 | 0 | 0 | 0
MinorIslands | Heat_Low_Industrial | 0 | 0 | 0 | 0 | 0 | 0 | 0 | 0
MinorIslands | Heat_Low_Residential | 0.0019321 | 0.0029923 | 0.0035811 | 0.0035811 | 0.0035811 | 0.0035811 | 0.0035811 | 0.0035811
MinorIslands | Heat_Medium_Industrial | 0 | 0 | 0 | 0 | 0 | 0 | 0 | 0
MinorIslands | Mobility_Freight
MinorIslands | Power | 0.031505 | 0.03094 | 0.036684 | 0.037823 | 0.038902 | 0.039919 | 0.040877 | 0.041775
BasseTerreNorth | Heat_High_Industrial | 0 | 0 | 0 | 0 | 0 | 0 | 0 | 0
BasseTerreNorth | Heat_Low_Industrial | 0.041184 | 0.0396 | 0.037813 | 0.037813 | 0.037813 | 0.037813 | 0.037813 | 0.037813
BasseTerreNorth | Heat_Low_Residential | 0.058943 | 0.091289 | 0.10925 | 0.10925 | 0.10925 | 0.10925 | 0.10925 | 0.10925
BasseTerreNorth | Heat_Medium_Industrial | 0 | 0 | 0 | 0 | 0 | 0 | 0 | 0
BasseTerreNorth | Mobility_Freight
BasseTerreNorth | Power | 0.78448 | 0.78189 | 0.92708 | 0.95586 | 0.98311 | 1.0088 | 1.033 | 1.0557
GrandSud | Heat_High_Industrial | 0 | 0 | 0 | 0 | 0 | 0 | 0 | 0
GrandSud | Heat_Low_Industrial | 0.008784 | 0 | 0 | 0 | 0 | 0 | 0 | 0
GrandSud | Heat_Low_Residential | 0.057834 | 0.089572 | 0.1072 | 0.1072 | 0.1072 | 0.1072 | 0.1072 | 0.1072
GrandSud | Heat_Medium_Industrial | 0 | 0 | 0 | 0 | 0 | 0 | 0 | 0
GrandSud | Mobility_Freight
GrandSud | Power | 0.77597 | 0.77955 | 0.85076 | 0.87717 | 0.90218 | 0.92579 | 0.948 | 0.96882
CapExcellence | Heat_High_Industrial | 0 | 0 | 0 | 0 | 0 | 0 | 0 | 0
CapExcellence | Heat_Low_Industrial | 0 | 0 | 0 | 0 | 0 | 0 | 0 | 0
CapExcellence | Heat_Low_Residential | 0.075915 | 0.11758 | 0.14071 | 0.14071 | 0.14071 | 0.14071 | 0.14071 | 0.14071
CapExcellence | Heat_Medium_Industrial | 0 | 0 | 0 | 0 | 0 | 0 | 0 | 0
CapExcellence | Mobility_Freight
CapExcellence | Power | 2.0844 | 2.0305 | 2.4075 | 2.4823 | 2.553 | 2.6198 | 2.6827 | 2.7416
GrandeTerreNorth | Heat_High_Industrial | 0 | 0 | 0 | 0 | 0 | 0 | 0 | 0
GrandeTerreNorth | Heat_Low_Industrial | 0.004392 | 0 | 0 | 0 | 0 | 0 | 0 | 0
GrandeTerreNorth | Heat_Low_Residential | 0.04354 | 0.067434 | 0.080702 | 0.080702 | 0.080702 | 0.080702 | 0.080702 | 0.080702
GrandeTerreNorth | Heat_Medium_Industrial | 0 | 0 | 0 | 0 | 0 | 0 | 0 | 0
GrandeTerreNorth | Mobility_Freight
GrandeTerreNorth | Power | 0.59559 | 0.594 | 0.70429 | 0.72616 | 0.74686 | 0.7664 | 0.78479 | 0.80202
RivieraDuLevant | Heat_High_Industrial | 0 | 0 | 0 | 0 | 0 | 0 | 0 | 0
RivieraDuLevant | Heat_Low_Industrial | 0 | 0 | 0 | 0 | 0 | 0 | 0 | 0
RivieraDuLevant | Heat_Low_Residential | 0.047831 | 0.074079 | 0.088655 | 0.088655 | 0.088655 | 0.088655 | 0.088655 | 0.088655
RivieraDuLevant | Heat_Medium_Industrial | 0 | 0 | 0 | 0 | 0 | 0 | 0 | 0
RivieraDuLevant | Mobility_Freight
RivieraDuLevant | Power | 0.86984 | 0.83686 | 0.99225 | 1.0231 | 1.0522 | 1.0798 | 1.1057 | 1.1299
CapExcellence | Mobility_Passenger | 6.4918 | 5.6722 | 5.6722 | 5.6722 | 5.6722 | 5.6722 | 5.6722 | 5.6722
RivieraDuLevant | Mobility_Passenger | 1.3064 | 1.7301 | 1.7301 | 1.7301 | 1.7301 | 1.7301 | 1.7301 | 1.7301
LaDesirade | Mobility_Passenger | 0.029786 | 0.039446 | 0.039446 | 0.039446 | 0.039446 | 0.039446 | 0.039446 | 0.039446
GrandeTerreNorth | Mobility_Passenger | 1.1892 | 1.5749 | 1.5749 | 1.5749 | 1.5749 | 1.5749 | 1.5749 | 1.5749
MarieGalante | Mobility_Passenger | 0.22162 | 0.29351 | 0.29351 | 0.29351 | 0.29351 | 0.29351 | 0.29351 | 0.29351
BasseTerreNorth | Mobility_Passenger | 1.6099 | 2.132 | 2.132 | 2.132 | 2.132 | 2.132 | 2.132 | 2.132
GrandSud | Mobility_Passenger | 1.5796 | 2.0919 | 2.0919 | 2.0919 | 2.0919 | 2.0919 | 2.0919 | 2.0919
MinorIslands | Mobility_Passenger | 0.05277 | 0.069885 | 0.069885 | 0.069885 | 0.069885 | 0.069885 | 0.069885 | 0.069885

## Par_ReserveMargin
ReserveMargin{r in REGION, y in YEAR}
The reserve (installed) capacity required relative to the peak demand.
Unit: Ratio
Region | 2018 | 2021 | 2025 | 2030 | 2035 | 2040 | 2045 | 2050
MarieGalante | 0.1 | 0.105 | 0.11 | 0.115 | 0.11 | 0.1 | 0.085 | 0.07
LaDesirade | 0.1 | 0.105 | 0.11 | 0.115 | 0.11 | 0.1 | 0.085 | 0.07
MinorIslands | 0.1 | 0.105 | 0.11 | 0.115 | 0.11 | 0.1 | 0.085 | 0.07
BasseTerreNorth | 0.1 | 0.105 | 0.11 | 0.115 | 0.11 | 0.1 | 0.085 | 0.07
GrandSud | 0.1 | 0.105 | 0.11 | 0.115 | 0.11 | 0.1 | 0.085 | 0.07
CapExcellence | 0.1 | 0.105 | 0.11 | 0.115 | 0.11 | 0.1 | 0.085 | 0.07
GrandeTerreNorth | 0.1 | 0.105 | 0.11 | 0.115 | 0.11 | 0.1 | 0.085 | 0.07
RivieraDuLevant | 0.1 | 0.105 | 0.11 | 0.115 | 0.11 | 0.1 | 0.085 | 0.07

## Par_ReserveMarginTagFuel
ReserveMarginTagFuel{r in REGION, f in FUEL, y in YEAR}
Indicates if the output fuel has a reserve margin associated with it
Unit: Binary
Region | Fuel | 2018 | 2021 | 2025 | 2030 | 2035 | 2040 | 2045 | 2050
World | power | bar: 2018 to 2050
GrandeTerreNorth | power | bar: 2018 to 2050

## Par_ReserveMarginTagTechnology
ReserveMarginTagTechnology{r in REGION, t in TECHNOLOGY, y in YEAR}
Amount the technology contributes to the reserve margin 1=100% 0.2=20%.
Unit: Fraction
Region | Technology | 2018 | 2021 | 2025 | 2030 | 2035 | 2040 | 2045 | 2050
World | D_Battery_Li-Ion | bar: 2018 to 2050
World | D_Battery_Redox | bar: 2018 to 2050
World | D_PHS | bar: 2018 to 2050
World | D_CAES | bar: 2018 to 2050
World | P_Gas | bar: 2018 to 2050
World | P_Oil | bar: 2018 to 2050
World | X_Fuel_Cell | bar: 2018 to 2050
World | P_Gas_CCS | bar: 2018 to 2050
GrandeTerreNorth | D_Battery_Li-Ion | bar: 2018 to 2050
GrandeTerreNorth | D_Battery_Redox | bar: 2018 to 2050
GrandeTerreNorth | D_PHS | bar: 2018 to 2050
GrandeTerreNorth | D_CAES | bar: 2018 to 2050
GrandeTerreNorth | P_Oil | bar: 2018 to 2050
GrandeTerreNorth | X_Fuel_Cell | bar: 2018 to 2050
GrandeTerreNorth | P_Gas_CCS | bar: 2018 to 2050
GrandeTerreNorth | RES_Hydro_Large | bar: 2018 to 2050
GrandeTerreNorth | P_H2_OCGT | bar: 2018 to 2050
GrandeTerreNorth | P_Gas_CCGT | bar: 2018 to 2050
GrandeTerreNorth | P_Gas_Engines | bar: 2018 to 2050
GrandeTerreNorth | P_Gas_OCGT | bar: 2018 to 2050
GrandeTerreNorth | CHP_Gas_CCGT_Biogas | bar: 2018 to 2050
GrandeTerreNorth | CHP_Gas_CCGT_Biogas_CCS | bar: 2018 to 2050
GrandeTerreNorth | CHP_Gas_CCGT_Natural | bar: 2018 to 2050
GrandeTerreNorth | CHP_Gas_CCGT_Natural_CCS | bar: 2018 to 2050
GrandeTerreNorth | CHP_Gas_CCGT_SynGas | bar: 2018 to 2050
GrandeTerreNorth | CHP_Hydrogen_FuelCell | bar: 2018 to 2050
GrandeTerreNorth | CHP_Oil | bar: 2018 to 2050

## Par_InputActivityRatio
InputActivityRatio{r in REGION, t in TECHNOLOGY, f in FUEL, m in MODEOFOPERATION, y in YEAR}
The input (use) of fuel per unit of activity for each technology. Describes, in combination with the OutputActivityRatio, the efficiency of the technology.
Unit: Fraction
Region | Technology | Fuel | ModeOfOperation | 2018 | 2021 | 2025 | 2030 | 2035 | 2040 | 2045 | 2050
World | CHP_Coal_Hardcoal | Hardcoal | 1 | 2.5641 | 2.439 | 2.4096 | 2.381 | 2.3529 | 2.3256 | 2.3256 | 2.3256
World | CHP_Coal_Lignite | Lignite | 1 | 2.5641 | 2.439 | 2.4096 | 2.381 | 2.3529 | 2.3256 | 2.3256 | 2.3256
World | CHP_Gas | Gas_Natural | 1 | 1.7544 | 1.6949 | 1.6667 | 1.6393 | 1.626 | 1.6129 | 1.6 | 1.5873
World | CHP_Nuclear | Nuclear | 1 | 2.7027 | 2.7027 | 2.6667 | 2.6316 | 2.5 | 2.381 | 2.381 | 2.381
World | CHP_Biomass | Biomass | 1 | 3.3333 | 3.125 | 3.0769 | 3.0303 | 2.9851 | 2.9412 | 2.8986 | 2.8571
World | D_Battery_Li-Ion | Power | 1 | bar: 2018 to 2050
World | D_Battery_Redox | Power | 1 | bar: 2018 to 2050
World | D_Gas_H2 | H2 | 1 | bar: 2018 to 2050
World | D_Gas_Methane | Gas_Natural | 1 | bar: 2018 to 2050
World | D_Heat_HLI | Heat_Low_Industrial | 1 | bar: 2018 to 2050
World | D_Heat_HLR | Heat_Low_Residential | 1 | bar: 2018 to 2050
World | D_PHS | Power | 1 | bar: 2018 to 2050
World | D_PHS_Residual | Power | 1 | bar: 2018 to 2050
World | D_CAES | Power | 1 | bar: 2018 to 2050
World | FRT_Rail_Conv | Oil | 1 | 0.15977 | 0.15776 | 0.15575 | 0.15373 | 0.15172 | 0.1497 | 0.14769 | 0.14568
World | FRT_Rail_Electric | Power | 1 | 0.093985 | 0.091702 | 0.08942 | 0.087137 | 0.084855 | 0.082573 | 0.08029 | 0.078008
World | FRT_Road_OH | Power | 1 | 0.10984 | 0.10514 | 0.10043 | 0.09572 | 0.091013 | 0.086305 | 0.081598 | 0.07689
World | FRT_Road_BEV | Power | 1 | 0.595 | 0.5925 | 0.59167 | 0.59146 | 0.59135 | 0.5913 | 0.59128 | 0.59125
World | FRT_Road_H2 | H2 | 1 | 0.597 | 0.59471 | 0.59243 | 0.59014 | 0.58786 | 0.58557 | 0.58329 | 0.581
World | FRT_Road_ICE | Oil | 1 | 0.636 | 0.62947 | 0.62294 | 0.61641 | 0.60988 | 0.60335 | 0.59682 | 0.59029
World | FRT_Road_ICE | Biofuel | 2 | 0.7632 | 0.7632 | 0.7632 | 0.7632 | 0.7632 | 0.7632 | 0.7632 | 0.7632
World | FRT_Road_PHEV | Power | 1 | 0.12428 | 0.12324 | 0.1222 | 0.12116 | 0.12012 | 0.11908 | 0.11804 | 0.117
World | FRT_Road_PHEV | Oil | 1 | 0.49713 | 0.49297 | 0.4888 | 0.48464 | 0.48048 | 0.47632 | 0.47215 | 0.46799
World | FRT_Road_PHEV | Power | 2 | 0.14914 | 0.14789 | 0.14664 | 0.14539 | 0.14414 | 0.14289 | 0.14165 | 0.1404
World | FRT_Road_PHEV | Biofuel | 2 | 0.7632 | 0.7632 | 0.7632 | 0.7632 | 0.7632 | 0.7632 | 0.7632 | 0.7632
World | FRT_Ship_Bio | Biofuel | 1 | 0.11384 | 0.11219 | 0.11055 | 0.1089 | 0.10726 | 0.10561 | 0.10397 | 0.10233
World | FRT_Ship_Conv | Oil | 1 | 0.10349 | 0.10199 | 0.1005 | 0.099003 | 0.097508 | 0.096013 | 0.094518 | 0.093023
World | HHT_Biomass | Biomass | 1 | 1.25 | 1.2195 | 1.2048 | 1.1905 | 1.1765 | 1.1765 | 1.1765 | 1.1765
World | HHT_Coal_Hardcoal | Hardcoal | 1 | 1.3333 | 1.3333 | 1.3333 | 1.3333 | 1.3333 | 1.3333 | 1.3333 | 1.3333
World | HHT_Coal_Lignite | Lignite | 1 | 1.3333 | 1.3333 | 1.3333 | 1.3333 | 1.3333 | 1.3333 | 1.3333 | 1.3333
World | HHT_Electric_Furnace | Power | 1 | 1.0417 | 1.0309 | 1.0256 | 1.0204 | 1.0152 | 1.0101 | 1.005 | 1
World | HHT_Gas | Gas_Natural | 1 | 1.1111 | 1.1111 | 1.1111 | 1.1111 | 1.1111 | 1.1111 | 1.1111 | 1.1111
World | HHT_Oil | Oil | 1 | 1.1765 | 1.1765 | 1.1765 | 1.1765 | 1.1765 | 1.1765 | 1.1765 | 1.1765
World | HHT_Geothermal | Power | 1 | 0.29412 | 0.27778 | 0.27397 | 0.27027 | 0.26667 | 0.26316 | 0.25974 | 0.25641
World | HHT_H2 | H2 | 1 | 2.1277 | 2.0833 | 2.0408 | 2 | 1.9802 | 1.9608 | 1.9608 | 1.9608
World | HLT_Biomass | Biomass | 1 | 1.25 | 1.2195 | 1.2048 | 1.1905 | 1.1765 | 1.1765 | 1.1765 | 1.1765
World | HLT_Coal_Hardcoal | Hardcoal | 1 | 1.3333 | 1.3333 | 1.3333 | 1.3333 | 1.3333 | 1.3333 | 1.3333 | 1.3333
World | HLT_Coal_Lignite | Lignite | 1 | 1.3333 | 1.3333 | 1.3333 | 1.3333 | 1.3333 | 1.3333 | 1.3333 | 1.3333
World | HLT_Electric_Furnace | Power | 1 | 1.0417 | 1.0309 | 1.0256 | 1.0204 | 1.0152 | 1.0101 | 1.005 | 1
World | HLT_Gas | Gas_Natural | 1 | 1.1111 | 1.1111 | 1.1111 | 1.1111 | 1.1111 | 1.1111 | 1.1111 | 1.1111
World | HLT_Heatpump | Power | 1 | 0.33333 | 0.3125 | 0.30769 | 0.30303 | 0.29851 | 0.29412 | 0.28986 | 0.28571
World | HLT_Rooftop_Commercial | Area_Rooftop_Commercial | 1 | 0.16583 | 0.16583 | 0.16583 | 0.16583 | 0.16583 | 0.16583 | 0.16583 | 0.16583
World | HLT_Rooftop_Residential | Area_Rooftop_Residential | 1 | 0.16583 | 0.16583 | 0.16583 | 0.16583 | 0.16583 | 0.16583 | 0.16583 | 0.16583
World | HLT_Oil | Oil | 1 | 1.1765 | 1.1765 | 1.1765 | 1.1765 | 1.1765 | 1.1765 | 1.1765 | 1.1765
World | HLT_Geothermal | Power | 1 | 0.28571 | 0.27027 | 0.26667 | 0.26316 | 0.25974 | 0.25641 | 0.25316 | 0.25
World | P_Coal_Hardcoal | Hardcoal | 1 | 2.5556 | 2.5126 | 2.4697 | 2.4267 | 2.3838 | 2.3408 | 2.2979 | 2.2549
World | P_Coal_Lignite | Lignite | 1 | 2.381 | 2.2222 | 2.1739 | 2.1277 | 2.1277 | 2.1277 | 2.1277 | 2.1277
World | P_Gas | Gas_Natural | 1 | 1.7241 | 1.6667 | 1.6393 | 1.6129 | 1.6129 | 1.6129 | 1.6 | 1.5873
World | P_Nuclear | Nuclear | 1 | 2.7027 | 2.7027 | 2.6667 | 2.6316 | 2.5 | 2.381 | 2.381 | 2.381
World | P_Oil | Oil | 1 | 2.6316 | 2.6316 | 2.6316 | 2.6316 | 2.6316 | 2.6316 | 2.6316 | 2.6316
World | P_Biomass | Biomass | 1 | 2.9412 | 2.8694 | 2.7977 | 2.726 | 2.6542 | 2.5825 | 2.5108 | 2.439
World | PSNG_Air_Bio | Biofuel | 1 | 1.3642 | 1.3397 | 1.3151 | 1.2905 | 1.2659 | 1.2413 | 1.2168 | 1.1922
World | PSNG_Air_Conv | Oil | 1 | 1.2402 | 1.2179 | 1.1955 | 1.1732 | 1.1508 | 1.1285 | 1.1061 | 1.0838
World | PSNG_Air_H2 | H2 | 1 | 1.265 | 1.2422 | 1.2194 | 1.1966 | 1.1739 | 1.1511 | 1.1283 | 1.1055
World | PSNG_Rail_Conv | Oil | 1 | 0.67391 | 0.65965 | 0.64539 | 0.63112 | 0.61686 | 0.6026 | 0.58834 | 0.57407
World | PSNG_Rail_Electric | Power | 1 | 0.375 | 0.36607 | 0.35714 | 0.34821 | 0.33929 | 0.33036 | 0.32143 | 0.3125
World | PSNG_Road_BEV | Power | 1 | 0.46 | 0.36 | 0.32667 | 0.31833 | 0.31417 | 0.31208 | 0.31104 | 0.31
World | PSNG_Road_H2 | H2 | 1 | 0.45333 | 0.43143 | 0.40952 | 0.38762 | 0.36571 | 0.34381 | 0.3219 | 0.3
World | PSNG_Road_ICE | Oil | 1 | 1.4267 | 1.3757 | 1.3248 | 1.2738 | 1.2229 | 1.1719 | 1.121 | 1.07
World | PSNG_Road_ICE | Biofuel | 2 | 1.712 | 1.712 | 1.712 | 1.712 | 1.712 | 1.712 | 1.712 | 1.712
World | PSNG_Road_PHEV | Power | 1 | 0.196 | 0.14867 | 0.13289 | 0.12894 | 0.12697 | 0.12599 | 0.12549 | 0.125
World | PSNG_Road_PHEV | Oil | 1 | 0.784 | 0.59467 | 0.53156 | 0.51578 | 0.50789 | 0.50394 | 0.50197 | 0.5
World | PSNG_Road_PHEV | Power | 2 | 0.2352 | 0.1784 | 0.15947 | 0.15473 | 0.15237 | 0.15118 | 0.15059 | 0.15
World | PSNG_Road_PHEV | Biofuel | 2 | 0.9408 | 0.7136 | 0.63787 | 0.61893 | 0.60947 | 0.60473 | 0.60237 | 0.6
World | RES_PV_Rooftop_Commercial | Area_Rooftop_Commercial | 1 | 0.16583 | 0.16583 | 0.16583 | 0.16583 | 0.16583 | 0.16583 | 0.16583 | 0.16583
World | RES_PV_Rooftop_Residential | Area_Rooftop_Residential | 1 | 0.16583 | 0.16583 | 0.16583 | 0.16583 | 0.16583 | 0.16583 | 0.16583 | 0.16583
World | X_Electrolysis | Power | 1 | 1.5625 | 1.3647 | 1.2988 | 1.2823 | 1.2741 | 1.2699 | 1.2679 | 1.2658
World | X_Fuel_Cell | H2 | 1 | 2.1277 | 2.0833 | 2.0408 | 2 | 1.9802 | 1.9608 | 1.9608 | 1.9608
World | X_Fuel_Cell | H2 | 2 | 2.7027 | 2.6316 | 2.5974 | 2.5641 | 2.5316 | 2.5 | 2.5 | 2.5
World | X_Methanation | H2 | 1 | 1.6667 | 1.6141 | 1.5615 | 1.509 | 1.4564 | 1.4038 | 1.3513 | 1.2987
World | X_Methanation | Biomass | 2 | 2.5641 | 2.3909 | 2.2176 | 2.0444 | 1.8711 | 1.6979 | 1.5246 | 1.3514
World | CHP_Biomass_CCS | Biomass | 1 | 3.3333 | 3.125 | 3.0769 | 3.0303 | 2.9851 | 2.9412 | 2.8986 | 2.8571
World | P_Biomass_CCS | Biomass | 1 | 2.9412 | 2.8571 | 2.8169 | 1.6667 | 2.7027 | 2.6316 | 2.6316 | 2.6316
World | CHP_Biomass_CCS | CCS | 1 | 0.25667 | 0.24063 | 0.23692 | 0.23333 | 0.22985 | 0.22647 | 0.22319 | 0.22
World | P_Biomass_CCS | CCS | 1 | 0.22647 | 0.22 | 0.2169 | 0.12833 | 0.20811 | 0.20263 | 0.20263 | 0.20263
World | CHP_Gas | Gas_Bio | 2 | 1.7544 | 1.6949 | 1.6667 | 1.6393 | 1.626 | 1.6129 | 1.6 | 1.5873
World | HHT_Gas | Gas_Bio | 2 | 1.1111 | 1.1111 | 1.1111 | 1.1111 | 1.1111 | 1.1111 | 1.1111 | 1.1111
World | HLT_Gas | Gas_Bio | 2 | 1.1111 | 1.1111 | 1.1111 | 1.1111 | 1.1111 | 1.1111 | 1.1111 | 1.1111
World | P_Gas | Gas_Bio | 2 | 1.7241 | 1.6667 | 1.6393 | 1.6129 | 1.6129 | 1.6129 | 1.6 | 1.5873
World | CHP_Gas | Gas_Synth | 3 | 1.7544 | 1.6949 | 1.6667 | 1.6393 | 1.626 | 1.6129 | 1.6 | 1.5873
World | HHT_Gas | Gas_Synth | 3 | 1.1111 | 1.1111 | 1.1111 | 1.1111 | 1.1111 | 1.1111 | 1.1111 | 1.1111
World | HLT_Gas | Gas_Synth | 3 | 1.1111 | 1.1111 | 1.1111 | 1.1111 | 1.1111 | 1.1111 | 1.1111 | 1.1111
World | P_Gas | Gas_Synth | 3 | 1.7241 | 1.6667 | 1.6393 | 1.6129 | 1.6129 | 1.6129 | 1.6 | 1.5873
World | HLR_Gas_Boiler | Gas_Natural | 1 | 1.1111 | 1.1111 | 1.1111 | 1.1111 | 1.1111 | 1.1111 | 1.1111 | 1.1111
World | HLR_Gas_Boiler | Gas_Bio | 2 | 1.1111 | 1.1111 | 1.1111 | 1.1111 | 1.1111 | 1.1111 | 1.1111 | 1.1111
World | HLR_Gas_Boiler | Gas_Synth | 3 | 1.1111 | 1.1111 | 1.1111 | 1.1111 | 1.1111 | 1.1111 | 1.1111 | 1.1111
World | HLR_Gas_CHP | Gas_Natural | 1 | 1.2195 | 1.2195 | 1.2195 | 1.2195 | 1.2195 | 1.2195 | 1.2195 | 1.2195
World | HLR_Gas_CHP | Gas_Bio | 2 | 1.2195 | 1.2195 | 1.2195 | 1.2195 | 1.2195 | 1.2195 | 1.2195 | 1.2195
World | HLR_Gas_CHP | Gas_Synth | 3 | 1.2195 | 1.2195 | 1.2195 | 1.2195 | 1.2195 | 1.2195 | 1.2195 | 1.2195
World | HLR_Biomass | Biomass | 1 | 1.25 | 1.2195 | 1.2048 | 1.1905 | 1.1765 | 1.1765 | 1.1765 | 1.1765
World | HLR_Biomass_CHP | Biomass | 1 | 1.5385 | 1.3462 | 1.2821 | 1.266 | 1.258 | 1.254 | 1.252 | 1.25
World | HLR_Hardcoal | Hardcoal | 1 | 1.3333 | 1.3333 | 1.3333 | 1.3333 | 1.3333 | 1.3333 | 1.3333 | 1.3333
World | HLR_Lignite | Lignite | 1 | 1.3333 | 1.3333 | 1.3333 | 1.3333 | 1.3333 | 1.3333 | 1.3333 | 1.3333
World | HLR_Hardcoal_CHP | Hardcoal | 1 | 1.6667 | 1.6667 | 1.6667 | 1.6667 | 1.6667 | 1.6667 | 1.6667 | 1.6667
World | HLR_Lignite_CHP | Lignite | 1 | 1.6667 | 1.6667 | 1.6667 | 1.6667 | 1.6667 | 1.6667 | 1.6667 | 1.6667
World | HLR_Direct_Electric | Power | 1 | 1.0417 | 1.0309 | 1.0256 | 1.0204 | 1.0152 | 1.0101 | 1.005 | 1
World | HLR_Solar_Thermal | Area_Rooftop_Residential | 1 | 0.16583 | 0.16583 | 0.16583 | 0.16583 | 0.16583 | 0.16583 | 0.16583 | 0.16583
World | HLR_Heatpump_Aerial | Power | 1 | 0.4 | 0.35556 | 0.34074 | 0.33704 | 0.33519 | 0.33426 | 0.3338 | 0.33333
World | HLR_Heatpump_Ground | Power | 1 | 0.28571 | 0.2619 | 0.25397 | 0.25198 | 0.25099 | 0.2505 | 0.25025 | 0.25
World | HLR_Geothermal | ignore | 1 | 0 | 0 | 0 | 0 | 0 | 0 | 0 | 0
World | HLR_Oil_Boiler | Oil | 1 | 1.1765 | 1.1765 | 1.1765 | 1.1765 | 1.1765 | 1.1765 | 1.1765 | 1.1765
World | HLI_Gas_Boiler | Gas_Natural | 1 | 1.1111 | 1.1111 | 1.1111 | 1.1111 | 1.1111 | 1.1111 | 1.1111 | 1.1111
World | HLI_Gas_Boiler | Gas_Bio | 2 | 1.1111 | 1.1111 | 1.1111 | 1.1111 | 1.1111 | 1.1111 | 1.1111 | 1.1111
World | HLI_Gas_Boiler | Gas_Synth | 3 | 1.1111 | 1.1111 | 1.1111 | 1.1111 | 1.1111 | 1.1111 | 1.1111 | 1.1111
World | HLI_Gas_CHP | Gas_Natural | 1 | 1.2195 | 1.2195 | 1.2195 | 1.2195 | 1.2195 | 1.2195 | 1.2195 | 1.2195
World | HLI_Gas_CHP | Gas_Bio | 2 | 1.2195 | 1.2195 | 1.2195 | 1.2195 | 1.2195 | 1.2195 | 1.2195 | 1.2195
World | HLI_Gas_CHP | Gas_Synth | 3 | 1.2195 | 1.2195 | 1.2195 | 1.2195 | 1.2195 | 1.2195 | 1.2195 | 1.2195
World | HLI_Biomass | Biomass | 1 | 1.25 | 1.2195 | 1.2048 | 1.1905 | 1.1765 | 1.1765 | 1.1765 | 1.1765
World | HLI_Biomass_CHP | Biomass | 1 | 1.5385 | 1.3462 | 1.2821 | 1.266 | 1.258 | 1.254 | 1.252 | 1.25
World | HLI_Hardcoal | Hardcoal | 1 | 1.3333 | 1.3333 | 1.3333 | 1.3333 | 1.3333 | 1.3333 | 1.3333 | 1.3333
World | HLI_Lignite | Lignite | 1 | 1.3333 | 1.3333 | 1.3333 | 1.3333 | 1.3333 | 1.3333 | 1.3333 | 1.3333
World | HLI_Hardcoal_CHP | Hardcoal | 1 | 1.6667 | 1.6667 | 1.6667 | 1.6667 | 1.6667 | 1.6667 | 1.6667 | 1.6667
World | HLI_Lignite_CHP | Lignite | 1 | 1.6667 | 1.6667 | 1.6667 | 1.6667 | 1.6667 | 1.6667 | 1.6667 | 1.6667
World | HLI_Direct_Electric | Power | 1 | 1.0101 | 1.0101 | 1.0101 | 1.0101 | 1.0101 | 1.0101 | 1.0101 | 1.0101
World | HLI_Solar_Thermal | Area_Rooftop_Commercial | 1 | 0.16583 | 0.16583 | 0.16583 | 0.16583 | 0.16583 | 0.16583 | 0.16583 | 0.16583
World | HLI_Fuelcell | H2 | 1 | 2.1277 | 2.0833 | 2.0408 | 2 | 1.9802 | 1.9608 | 1.9608 | 1.9608
World | HLI_Fuelcell | H2 | 2 | 2.7027 | 2.6316 | 2.5974 | 2.5641 | 2.5316 | 2.5 | 2.5 | 2.5
World | HLI_Geothermal | ignore | 1 | 0 | 0 | 0 | 0 | 0 | 0 | 0 | 0
World | HLI_Oil_Boiler | Oil | 1 | 1.1765 | 1.1765 | 1.1765 | 1.1765 | 1.1765 | 1.1765 | 1.1765 | 1.1765
World | HLI_Oil_CHP | Oil | 1 | 1.3514 | 1.3514 | 1.3514 | 1.3514 | 1.3514 | 1.3514 | 1.3514 | 1.3514
World | HMI_Gas | Gas_Natural | 1 | 1.0989 | 1.0989 | 1.0989 | 1.0989 | 1.0989 | 1.0989 | 1.0989 | 1.0989
World | HMI_Gas | Gas_Bio | 2 | 1.0989 | 1.0989 | 1.0989 | 1.0989 | 1.0989 | 1.0989 | 1.0989 | 1.0989
World | HMI_Gas | Gas_Synth | 3 | 1.0989 | 1.0989 | 1.0989 | 1.0989 | 1.0989 | 1.0989 | 1.0989 | 1.0989
World | HMI_H2 | H2 | 1 | 1.0989 | 1.0989 | 1.0989 | 1.0989 | 1.0989 | 1.0989 | 1.0989 | 1.0989
World | HMI_Biomass | Biomass | 1 | 1.3575 | 1.3575 | 1.3575 | 1.3575 | 1.3575 | 1.3575 | 1.3575 | 1.3575
World | HMI_HardCoal | Hardcoal | 1 | 1.4164 | 1.4164 | 1.4164 | 1.4164 | 1.4164 | 1.4164 | 1.4164 | 1.4164
World | HMI_Steam_Electric | Power | 1 | 1.0309 | 1.0309 | 1.0309 | 1.0309 | 1.0309 | 1.0309 | 1.0309 | 1.0309
World | HMI_Oil | Oil | 1 | 1.6773 | 1.6773 | 1.6773 | 1.6773 | 1.6773 | 1.6773 | 1.6773 | 1.6773
World | HHI_BF_BOF | Hardcoal | 1 | 2.2624 | 2.2331 | 2.2037 | 2.1743 | 2.1449 | 2.1155 | 2.0861 | 2.0568
World | HHI_BF_BOF | Hardcoal | 2 | 1.6017 | 1.5809 | 1.5601 | 1.5393 | 1.5185 | 1.4977 | 1.4769 | 1.4561
World | HHI_BF_BOF | Gas_Natural | 2 | 0.40043 | 0.39523 | 0.39003 | 0.38483 | 0.37963 | 0.37443 | 0.36923 | 0.36403
World | HHI_BF_BOF | Hardcoal | 3 | 1.6017 | 1.5809 | 1.5601 | 1.5393 | 1.5185 | 1.4977 | 1.4769 | 1.4561
World | HHI_BF_BOF | Gas_Synth | 3 | 0.40043 | 0.39523 | 0.39003 | 0.38483 | 0.37963 | 0.37443 | 0.36923 | 0.36403
World | HHI_BF_BOF | Hardcoal | 4 | 1.6017 | 1.5809 | 1.5601 | 1.5393 | 1.5185 | 1.4977 | 1.4769 | 1.4561
World | HHI_BF_BOF | Gas_Bio | 4 | 0.40043 | 0.39523 | 0.39003 | 0.38483 | 0.37963 | 0.37443 | 0.36923 | 0.36403
World | HHI_DRI_EAF | Power | 1 | 0.47031 | 0.45911 | 0.44792 | 0.43672 | 0.42552 | 0.41432 | 0.40312 | 0.39193
World | HHI_DRI_EAF | Gas_Natural | 1 | 2.4691 | 2.4103 | 2.3516 | 2.2928 | 2.234 | 2.1752 | 2.1164 | 2.0576
World | HHI_DRI_EAF | Power | 2 | 0.47031 | 0.45911 | 0.44792 | 0.43672 | 0.42552 | 0.41432 | 0.40312 | 0.39193
World | HHI_DRI_EAF | Gas_Synth | 2 | 2.4691 | 2.4103 | 2.3516 | 2.2928 | 2.234 | 2.1752 | 2.1164 | 2.0576
World | HHI_DRI_EAF | Power | 3 | 0.47031 | 0.45911 | 0.44792 | 0.43672 | 0.42552 | 0.41432 | 0.40312 | 0.39193
World | HHI_DRI_EAF | Gas_Bio | 3 | 2.4691 | 2.4103 | 2.3516 | 2.2928 | 2.234 | 2.1752 | 2.1164 | 2.0576
World | HHI_Scrap_EAF | Power | 1 | 1.5873 | 1.5495 | 1.5117 | 1.4739 | 1.4361 | 1.3983 | 1.3605 | 1.3228
World | HHI_H2DRI_EAF | Power | 1 | 0.97002 | 0.97002 | 0.97002 | 0.97002 | 0.97002 | 0.97002 | 0.97002 | 0.97002
World | HHI_H2DRI_EAF | H2 | 1 | 1.9694 | 1.9694 | 1.9694 | 1.9694 | 1.9694 | 1.9694 | 1.9694 | 1.9694
World | HHI_Molten_Electrolysis | Power | 1 | 1.25 | 1.25 | 1.25 | 1.25 | 1.25 | 1.25 | 1.25 | 1.25
World | HHI_Bio_BF_BOF | Biomass | 1 | 2.0453 | 2.0187 | 1.9921 | 1.9656 | 1.939 | 1.9124 | 1.8859 | 1.8593
World | HHI_Bio_BF_BOF | Gas_Natural | 1 | 0.51131 | 0.50467 | 0.49803 | 0.49139 | 0.48475 | 0.47811 | 0.47147 | 0.46483
World | HHI_Bio_BF_BOF | Biomass | 2 | 2.0453 | 2.0187 | 1.9921 | 1.9656 | 1.939 | 1.9124 | 1.8859 | 1.8593
World | HHI_Bio_BF_BOF | Gas_Synth | 2 | 0.51131 | 0.50467 | 0.49803 | 0.49139 | 0.48475 | 0.47811 | 0.47147 | 0.46483
World | HHI_Bio_BF_BOF | Biomass | 3 | 2.0453 | 2.0187 | 1.9921 | 1.9656 | 1.939 | 1.9124 | 1.8859 | 1.8593
World | HHI_Bio_BF_BOF | Gas_Bio | 3 | 0.51131 | 0.50467 | 0.49803 | 0.49139 | 0.48475 | 0.47811 | 0.47147 | 0.46483
World | HHI_BF_BOF_CCS | Hardcoal | 1 | 2.2624 | 2.2331 | 2.2037 | 2.1743 | 2.1449 | 2.1155 | 2.0861 | 2.0568
World | HHI_BF_BOF_CCS | CCS | 1 | 0.025683 | 0.02535 | 0.025016 | 0.024683 | 0.024349 | 0.024016 | 0.023682 | 0.023348
World | HHI_BF_BOF_CCS | Hardcoal | 2 | 1.6017 | 1.5809 | 1.5601 | 1.5393 | 1.5185 | 1.4977 | 1.4769 | 1.4561
World | HHI_BF_BOF_CCS | Gas_Natural | 2 | 0.40043 | 0.39523 | 0.39003 | 0.38483 | 0.37963 | 0.37443 | 0.36923 | 0.36403
World | HHI_BF_BOF_CCS | CCS | 2 | 0.020879 | 0.020607 | 0.020336 | 0.020065 | 0.019794 | 0.019523 | 0.019252 | 0.01898
World | HHI_BF_BOF_CCS | Hardcoal | 3 | 1.6017 | 1.5809 | 1.5601 | 1.5393 | 1.5185 | 1.4977 | 1.4769 | 1.4561
World | HHI_BF_BOF_CCS | Gas_Synth | 3 | 0.40043 | 0.39523 | 0.39003 | 0.38483 | 0.37963 | 0.37443 | 0.36923 | 0.36403
World | HHI_BF_BOF_CCS | CCS | 3 | 0.018183 | 0.017947 | 0.017711 | 0.017474 | 0.017238 | 0.017002 | 0.016766 | 0.01653
World | HHI_BF_BOF_CCS | Hardcoal | 4 | 1.6017 | 1.5809 | 1.5601 | 1.5393 | 1.5185 | 1.4977 | 1.4769 | 1.4561
World | HHI_BF_BOF_CCS | Gas_Bio | 4 | 0.40043 | 0.39523 | 0.39003 | 0.38483 | 0.37963 | 0.37443 | 0.36923 | 0.36403
World | HHI_BF_BOF_CCS | CCS | 4 | 0.018183 | 0.017947 | 0.017711 | 0.017474 | 0.017238 | 0.017002 | 0.016766 | 0.01653
World | HHI_DRI_EAF_CCS | Power | 1 | 0.47031 | 0.45911 | 0.44792 | 0.43672 | 0.42552 | 0.41432 | 0.40312 | 0.39193
World | HHI_DRI_EAF_CCS | Gas_Natural | 1 | 2.4691 | 2.4103 | 2.3516 | 2.2928 | 2.234 | 2.1752 | 2.1164 | 2.0576
World | HHI_DRI_EAF_CCS | CCS | 1 | 0.016622 | 0.016226 | 0.015831 | 0.015435 | 0.015039 | 0.014643 | 0.014248 | 0.013852
World | HLI_Biomass_CHP_CCS | Biomass | 1 | 1.5385 | 1.3462 | 1.2821 | 1.266 | 1.258 | 1.254 | 1.252 | 1.25
World | HLI_Biomass_CHP_CCS | CCS | 1 | 0.11846 | 0.10365 | 0.098718 | 0.097484 | 0.096867 | 0.096558 | 0.096404 | 0.09625
World | HLI_Hardcoal_CHP_CCS | Hardcoal | 1 | 1.6667 | 1.6667 | 1.6667 | 1.6667 | 1.6667 | 1.6667 | 1.6667 | 1.6667
World | HLI_Hardcoal_CHP_CCS | CCS | 1 | 0.01892 | 0.01892 | 0.01892 | 0.01892 | 0.01892 | 0.01892 | 0.01892 | 0.01892
World | HLI_Lignite_CHP_CCS | Lignite | 1 | 1.6667 | 1.6667 | 1.6667 | 1.6667 | 1.6667 | 1.6667 | 1.6667 | 1.6667
World | HLI_Lignite_CHP_CCS | CCS | 1 | 0.0202 | 0.0202 | 0.0202 | 0.0202 | 0.0202 | 0.0202 | 0.0202 | 0.0202
World | HLR_Biomass_CHP_CCS | Biomass | 1 | 1.5385 | 1.3462 | 1.2821 | 1.266 | 1.258 | 1.254 | 1.252 | 1.25
World | HLR_Biomass_CHP_CCS | CCS | 1 | 0.11846 | 0.10365 | 0.098718 | 0.097484 | 0.096867 | 0.096558 | 0.096404 | 0.09625
World | HLR_Hardcoal_CHP_CCS | Hardcoal | 1 | 1.6667 | 1.6667 | 1.6667 | 1.6667 | 1.6667 | 1.6667 | 1.6667 | 1.6667
World | HLR_Hardcoal_CHP_CCS | CCS | 1 | 0.01892 | 0.01892 | 0.01892 | 0.01892 | 0.01892 | 0.01892 | 0.01892 | 0.01892
World | HLR_Lignite_CHP_CCS | Lignite | 1 | 1.6667 | 1.6667 | 1.6667 | 1.6667 | 1.6667 | 1.6667 | 1.6667 | 1.6667
World | HLR_Lignite_CHP_CCS | CCS | 1 | 0.0202 | 0.0202 | 0.0202 | 0.0202 | 0.0202 | 0.0202 | 0.0202 | 0.0202
World | HMI_Gas_CCS | Gas_Natural | 1 | 1.0989 | 1.0989 | 1.0989 | 1.0989 | 1.0989 | 1.0989 | 1.0989 | 1.0989
World | HMI_Gas_CCS | CCS | 1 | 0.0073978 | 0.0073978 | 0.0073978 | 0.0073978 | 0.0073978 | 0.0073978 | 0.0073978 | 0.0073978
World | HMI_HardCoal_CCS | Hardcoal | 1 | 1.4164 | 1.4164 | 1.4164 | 1.4164 | 1.4164 | 1.4164 | 1.4164 | 1.4164
World | HMI_HardCoal_CCS | CCS | 1 | 0.016079 | 0.016079 | 0.016079 | 0.016079 | 0.016079 | 0.016079 | 0.016079 | 0.016079
World | P_Coal_Hardcoal_CCS | Hardcoal | 1 | 2.5556 | 2.5126 | 2.4697 | 2.4267 | 2.3838 | 2.3408 | 2.2979 | 2.2549
World | P_Coal_Hardcoal_CCS | CCS | 1 | 0.029011 | 0.028523 | 0.028036 | 0.027548 | 0.02706 | 0.026573 | 0.026085 | 0.025598
World | P_Coal_Lignite_CCS | Lignite | 1 | 2.381 | 2.2222 | 2.1739 | 2.1277 | 2.1277 | 2.1277 | 2.1277 | 2.1277
World | P_Coal_Lignite_CCS | CCS | 1 | 0.028857 | 0.026933 | 0.026348 | 0.025787 | 0.025787 | 0.025787 | 0.025787 | 0.025787
World | P_Gas_CCS | Gas_Natural | 1 | 1.7241 | 1.6667 | 1.6393 | 1.6129 | 1.6129 | 1.6129 | 1.6 | 1.5873
World | P_Gas_CCS | CCS | 1 | 0.019572 | 0.01892 | 0.01861 | 0.01831 | 0.01831 | 0.01831 | 0.018163 | 0.018019
World | X_SMR | Gas_Natural | 1 | 1.6667 | 1.5079 | 1.455 | 1.4418 | 1.4352 | 1.4319 | 1.4302 | 1.4286
World | X_SMR | Heat_Medium_Industrial | 1 | 0.33301 | 0.30129 | 0.29072 | 0.28808 | 0.28676 | 0.2861 | 0.28577 | 0.28544
World | X_SMR_CCS | Gas_Natural | 1 | 1.6667 | 1.5079 | 1.455 | 1.4418 | 1.4352 | 1.4319 | 1.4302 | 1.4286
World | X_SMR_CCS | Heat_Medium_Industrial | 1 | 0.33301 | 0.30129 | 0.29072 | 0.28808 | 0.28676 | 0.2861 | 0.28577 | 0.28544
World | X_SMR_CCS | CCS | 1 | 0.01122 | 0.010151 | 0.0097952 | 0.0097062 | 0.0096617 | 0.0096394 | 0.0096283 | 0.0096171
World | HLR_H2_Boiler | H2 | 1 | 1.1765 | 1.1248 | 1.1075 | 1.1032 | 1.1011 | 1.1 | 1.0994 | 1.0989
World | HLI_H2_Boiler | H2 | 1 | 1.1765 | 1.1248 | 1.1075 | 1.1032 | 1.1011 | 1.1 | 1.0994 | 1.0989
World | X_Biofuel | Biomass | 1 | 1.4286 | 1.3651 | 1.3439 | 1.3386 | 1.336 | 1.3347 | 1.334 | 1.3333
GrandeTerreNorth | D_Battery_Li-Ion | Power | 1 | bar: 2018 to 2050
GrandeTerreNorth | D_Battery_Redox | Power | 1 | bar: 2018 to 2050
GrandeTerreNorth | D_Gas_H2 | H2 | 1 | bar: 2018 to 2050
GrandeTerreNorth | D_Gas_Methane | Gas_Natural | 1 | bar: 2018 to 2050
GrandeTerreNorth | D_Heat_HLI | Heat_Low_Industrial | 1 | bar: 2018 to 2050
GrandeTerreNorth | D_Heat_HLR | Heat_Low_Residential | 1 | bar: 2018 to 2050
GrandeTerreNorth | D_PHS | Power | 1 | bar: 2018 to 2050
GrandeTerreNorth | D_PHS_Residual | Power | 1 | bar: 2018 to 2050
GrandeTerreNorth | D_CAES | Power | 1 | bar: 2018 to 2050
GrandeTerreNorth | FRT_Rail_Conv | Oil | 1 | 0.79887 | 0.787 | 0.7725 | 0.75812 | 0.74385 | 0.7297 | 0.71567 | 0.70175
GrandeTerreNorth | FRT_Rail_Conv | Biofuel | 2 | 0.95865 | 0.9444 | 0.927 | 0.90975 | 0.89263 | 0.87564 | 0.8588 | 0.84209
GrandeTerreNorth | FRT_Rail_Conv | Powerfuel | 3 | 0.79887 | 0.787 | 0.7725 | 0.75812 | 0.74385 | 0.7297 | 0.71567 | 0.70175
GrandeTerreNorth | FRT_Rail_Electric | Power | 1 | 0.46992 | 0.45524 | 0.43592 | 0.41702 | 0.39852 | 0.38042 | 0.36274 | 0.34546
GrandeTerreNorth | FRT_Road_OH | Power | 1 | 0.54921 | 0.52192 | 0.48959 | 0.45809 | 0.42743 | 0.39762 | 0.36865 | 0.34051
GrandeTerreNorth | FRT_Road_BEV | Power | 1 | 2.975 | 2.9485 | 2.9094 | 2.8734 | 2.838 | 2.8028 | 2.7677 | 2.7327
GrandeTerreNorth | FRT_Road_H2 | H2 | 1 | 2.985 | 2.9595 | 2.9131 | 2.8671 | 2.8215 | 2.7764 | 2.7316 | 2.6873
GrandeTerreNorth | FRT_Road_ICE | Oil | 1 | 3.18 | 3.1424 | 3.0978 | 3.0535 | 3.0096 | 2.966 | 2.9229 | 2.8801
GrandeTerreNorth | FRT_Road_ICE | Biofuel | 2 | 3.816 | 3.7705 | 3.7157 | 3.6614 | 3.6076 | 3.5542 | 3.5013 | 3.4488
GrandeTerreNorth | FRT_Road_ICE | Powerfuel | 3 | 3.18 | 3.1424 | 3.0978 | 3.0535 | 3.0096 | 2.966 | 2.9229 | 2.8801
GrandeTerreNorth | FRT_Road_PHEV | Power | 1 | 0.62141 | 0.61181 | 0.59573 | 0.57984 | 0.56413 | 0.54861 | 0.53328 | 0.51813
GrandeTerreNorth | FRT_Road_PHEV | Oil | 1 | 2.4856 | 2.4615 | 2.4325 | 2.4037 | 2.3751 | 2.3468 | 2.3188 | 2.2909
GrandeTerreNorth | FRT_Road_PHEV | Power | 2 | 0.74569 | 0.73417 | 0.71487 | 0.69581 | 0.67696 | 0.65834 | 0.63994 | 0.62176
GrandeTerreNorth | FRT_Road_PHEV | Biofuel | 2 | 3.816 | 3.8096 | 3.7935 | 3.7774 | 3.7613 | 3.7452 | 3.7291 | 3.713
GrandeTerreNorth | FRT_Road_PHEV | Power | 3 | 0.62141 | 0.61181 | 0.59573 | 0.57984 | 0.56413 | 0.54861 | 0.53328 | 0.51813
GrandeTerreNorth | FRT_Road_PHEV | Powerfuel | 3 | 2.4856 | 2.4615 | 2.4325 | 2.4037 | 2.3751 | 2.3468 | 2.3188 | 2.2909
GrandeTerreNorth | FRT_Ship_Bio | Biofuel | 1 | 0.62093 | 0.61056 | 0.59817 | 0.58587 | 0.57368 | 0.5616 | 0.54961 | 0.53773
GrandeTerreNorth | FRT_Ship_Conv | Oil | 1 | 0.51744 | 0.5088 | 0.49847 | 0.48823 | 0.47807 | 0.468 | 0.45801 | 0.44811
GrandeTerreNorth | FRT_Ship_Conv | Powerfuel | 2 | 0.51744 | 0.5088 | 0.49847 | 0.48823 | 0.47807 | 0.468 | 0.45801 | 0.44811
GrandeTerreNorth | P_Coal_Hardcoal | Hardcoal | 1 | 2.2222 | 2.1707 | 2.1169 | 2.0656 | 2.0583 | 2.0097 | 2.0026 | 1.9955
GrandeTerreNorth | P_Coal_Lignite | Lignite | 1 | 2.381 | 2.2189 | 2.1627 | 2.1092 | 2.1016 | 2.0939 | 2.0862 | 2.0786
GrandeTerreNorth | P_Gas | Gas_Natural | 1 | 1.7241 | 1.6649 | 1.6333 | 1.6029 | 1.5987 | 1.5946 | 1.578 | 1.5617
GrandeTerreNorth | P_Nuclear | Nuclear | 1 | 2.7027 | 2.6981 | 2.6508 | 2.6049 | 2.4653 | 2.3396 | 2.3302 | 2.3208
GrandeTerreNorth | P_Oil | Oil | 1 | 2.6316 | 2.6271 | 2.616 | 2.6049 | 2.5938 | 2.5827 | 2.5716 | 2.5605
GrandeTerreNorth | P_Biomass | Biomass | 1 | 2.9412 | 2.8516 | 2.7378 | 2.6273 | 2.5203 | 2.4167 | 2.3165 | 2.2197
GrandeTerreNorth | PSNG_Air_Bio | Biofuel | 1 | 1.8603 | 1.8249 | 1.7869 | 1.7494 | 1.7121 | 1.6753 | 1.6389 | 1.6028
GrandeTerreNorth | PSNG_Air_Conv | Oil | 1 | 1.2402 | 1.2174 | 1.194 | 1.1708 | 1.1479 | 1.1253 | 1.1029 | 1.0807
GrandeTerreNorth | PSNG_Air_Conv | Powerfuel | 2 | 1.2402 | 1.2174 | 1.194 | 1.1708 | 1.1479 | 1.1253 | 1.1029 | 1.0807
GrandeTerreNorth | PSNG_Air_H2 | H2 | 1 | 1.3022 | 1.2768 | 1.2489 | 1.2219 | 1.1957 | 1.1704 | 1.1459 | 1.1222
GrandeTerreNorth | PSNG_Rail_Conv | Oil | 1 | 0.67391 | 0.65814 | 0.64022 | 0.62247 | 0.60488 | 0.58745 | 0.57018 | 0.55308
GrandeTerreNorth | PSNG_Rail_Conv | Biofuel | 2 | 0.8087 | 0.78977 | 0.76827 | 0.74696 | 0.72585 | 0.70494 | 0.68422 | 0.6637
GrandeTerreNorth | PSNG_Rail_Conv | Powerfuel | 3 | 0.67391 | 0.65814 | 0.64022 | 0.62247 | 0.60488 | 0.58745 | 0.57018 | 0.55308
GrandeTerreNorth | PSNG_Rail_Electric | Power | 1 | 0.375 | 0.36346 | 0.34821 | 0.33329 | 0.31869 | 0.3044 | 0.29043 | 0.27679
GrandeTerreNorth | PSNG_Road_BEV | Power | 1 | 0.46 | 0.35743 | 0.3185 | 0.30469 | 0.29509 | 0.28756 | 0.28105 | 0.27457
GrandeTerreNorth | PSNG_Road_H2 | H2 | 1 | 0.45333 | 0.42835 | 0.39929 | 0.37101 | 0.34351 | 0.3168 | 0.29086 | 0.26571
GrandeTerreNorth | PSNG_Road_ICE | Oil | 1 | 1.4267 | 1.3749 | 1.3222 | 1.2701 | 1.2185 | 1.1676 | 1.1172 | 1.0674
GrandeTerreNorth | PSNG_Road_ICE | Biofuel | 2 | 1.712 | 1.7104 | 1.7063 | 1.7022 | 1.6982 | 1.6941 | 1.69 | 1.686
GrandeTerreNorth | PSNG_Road_ICE | Powerfuel | 3 | 1.4267 | 1.3749 | 1.3222 | 1.2701 | 1.2185 | 1.1676 | 1.1172 | 1.0674
GrandeTerreNorth | PSNG_Road_PHEV | Power | 1 | 0.196 | 0.1476 | 0.12957 | 0.12342 | 0.11926 | 0.11609 | 0.11339 | 0.11071
GrandeTerreNorth | PSNG_Road_PHEV | Oil | 1 | 0.784 | 0.59331 | 0.5273 | 0.5087 | 0.49802 | 0.49127 | 0.48648 | 0.48171
GrandeTerreNorth | PSNG_Road_PHEV | Power | 2 | 0.2352 | 0.17713 | 0.15548 | 0.1481 | 0.14312 | 0.1393 | 0.13607 | 0.13286
GrandeTerreNorth | PSNG_Road_PHEV | Biofuel | 2 | 0.9408 | 0.71197 | 0.63276 | 0.61045 | 0.59763 | 0.58953 | 0.58378 | 0.57806
GrandeTerreNorth | PSNG_Road_PHEV | Power | 3 | 0.196 | 0.1476 | 0.12957 | 0.12342 | 0.11926 | 0.11609 | 0.11339 | 0.11071
GrandeTerreNorth | PSNG_Road_PHEV | Powerfuel | 3 | 0.784 | 0.59331 | 0.5273 | 0.5087 | 0.49802 | 0.49127 | 0.48648 | 0.48171
GrandeTerreNorth | X_Electrolysis | Power | 1 | 1.5625 | 1.3588 | 1.2817 | 1.2547 | 1.236 | 1.2215 | 1.2088 | 1.1964
GrandeTerreNorth | X_Fuel_Cell | H2 | 1 | 2.1277 | 2.0656 | 1.9813 | 1.902 | 1.8442 | 1.7882 | 1.749 | 1.7098
GrandeTerreNorth | X_Fuel_Cell | H2 | 2 | 2.7027 | 2.6049 | 2.5061 | 2.4109 | 2.3191 | 2.2306 | 2.1694 | 2.1082
GrandeTerreNorth | X_Methanation | H2 | 1 | 1.6667 | 1.6041 | 1.5294 | 1.4591 | 1.3931 | 1.3313 | 1.2738 | 1.2207
GrandeTerreNorth | X_Methanation | Biomass | 2 | 2.5641 | 2.3776 | 2.177 | 1.9847 | 1.8006 | 1.6247 | 1.4572 | 1.2978
GrandeTerreNorth | CHP_Biomass_CCS | Biomass | 1 | 3.3333 | 3.1048 | 3.0077 | 2.9143 | 2.8244 | 2.7378 | 2.6545 | 2.5741
GrandeTerreNorth | P_Biomass_CCS | Biomass | 1 | 2.9412 | 2.8395 | 2.7563 | 1.6286 | 2.5649 | 2.4607 | 2.4218 | 2.383
GrandeTerreNorth | CHP_Gas | Gas_Bio | 2 | 1.7544 | 1.693 | 1.6603 | 1.6289 | 1.6115 | 1.5946 | 1.578 | 1.5617
GrandeTerreNorth | HHT_Gas | Gas_Bio | 2 | 1.1111 | 1.1108 | 1.1101 | 1.1093 | 1.1085 | 1.1078 | 1.107 | 1.1063
GrandeTerreNorth | HLT_Gas | Gas_Bio | 2 | 1.1111 | 1.1108 | 1.1101 | 1.1093 | 1.1085 | 1.1078 | 1.107 | 1.1063
GrandeTerreNorth | P_Gas | Gas_Bio | 2 | 1.7241 | 1.6649 | 1.6333 | 1.6029 | 1.5987 | 1.5946 | 1.578 | 1.5617
GrandeTerreNorth | CHP_Gas | Gas_Synth | 3 | 1.7544 | 1.693 | 1.6603 | 1.6289 | 1.6115 | 1.5946 | 1.578 | 1.5617
GrandeTerreNorth | HHT_Gas | Gas_Synth | 3 | 1.1111 | 1.1108 | 1.1101 | 1.1093 | 1.1085 | 1.1078 | 1.107 | 1.1063
GrandeTerreNorth | HLT_Gas | Gas_Synth | 3 | 1.1111 | 1.1108 | 1.1101 | 1.1093 | 1.1085 | 1.1078 | 1.107 | 1.1063
GrandeTerreNorth | P_Gas | Gas_Synth | 3 | 1.7241 | 1.6649 | 1.6333 | 1.6029 | 1.5987 | 1.5946 | 1.578 | 1.5617
GrandeTerreNorth | HLR_Gas_Boiler | Gas_Natural | 1 | 1.1111 | 1.1108 | 1.1101 | 1.1093 | 1.1085 | 1.1078 | 1.107 | 1.1063
GrandeTerreNorth | HLR_Gas_Boiler | Gas_Bio | 2 | 1.1111 | 1.1108 | 1.1101 | 1.1093 | 1.1085 | 1.1078 | 1.107 | 1.1063
GrandeTerreNorth | HLR_Gas_Boiler | Gas_Synth | 3 | 1.1111 | 1.1108 | 1.1101 | 1.1093 | 1.1085 | 1.1078 | 1.107 | 1.1063
GrandeTerreNorth | HLR_Gas_CHP | Gas_Natural | 1 | 1.2195 | 1.2189 | 1.2174 | 1.2159 | 1.2144 | 1.2129 | 1.2114 | 1.21
GrandeTerreNorth | HLR_Gas_CHP | Gas_Bio | 2 | 1.2195 | 1.2189 | 1.2174 | 1.2159 | 1.2144 | 1.2129 | 1.2114 | 1.21
GrandeTerreNorth | HLR_Gas_CHP | Gas_Synth | 3 | 1.2195 | 1.2189 | 1.2174 | 1.2159 | 1.2144 | 1.2129 | 1.2114 | 1.21
GrandeTerreNorth | HLR_Biomass | Biomass | 1 | 1.25 | 1.2476 | 1.2417 | 1.2357 | 1.2298 | 1.2238 | 1.2179 | 1.2119
GrandeTerreNorth | HLR_Biomass_CHP | Biomass | 1 | 1.5385 | 1.5333 | 1.5205 | 1.5077 | 1.4949 | 1.4821 | 1.4692 | 1.4564
GrandeTerreNorth | HLR_Hardcoal | Hardcoal | 1 | 1.3333 | 1.3324 | 1.3302 | 1.3279 | 1.3256 | 1.3234 | 1.3211 | 1.3188
GrandeTerreNorth | HLR_Lignite | Lignite | 1 | 1.3333 | 1.3324 | 1.3302 | 1.3279 | 1.3256 | 1.3234 | 1.3211 | 1.3188
GrandeTerreNorth | HLR_Hardcoal_CHP | Hardcoal | 1 | 1.6667 | 1.6649 | 1.6603 | 1.6558 | 1.6512 | 1.6467 | 1.6422 | 1.6376
GrandeTerreNorth | HLR_Lignite_CHP | Lignite | 1 | 1.6667 | 1.6649 | 1.6603 | 1.6558 | 1.6512 | 1.6467 | 1.6422 | 1.6376
GrandeTerreNorth | HLR_Direct_Electric | Power | 1 | 1.0417 | 1.0306 | 1.0248 | 1.0192 | 1.014 | 1.009 | 1.0044 | 1
GrandeTerreNorth | HLR_Solar_Thermal | Area_Rooftop_Residential | 1 | 0.16583 | 0.16425 | 0.1603 | 0.15635 | 0.1524 | 0.14845 | 0.14451 | 0.14056
GrandeTerreNorth | HLR_Heatpump_Aerial | Power | 1 | 0.4 | 0.35217 | 0.32938 | 0.31778 | 0.30805 | 0.29924 | 0.29088 | 0.28254
GrandeTerreNorth | HLR_Heatpump_Ground | Power | 1 | 0.28571 | 0.25941 | 0.2455 | 0.23759 | 0.23067 | 0.22425 | 0.21807 | 0.2119
GrandeTerreNorth | HLR_Geothermal | ignore | 1 | 0 | 0 | 0 | 0 | 0 | 0 | 0 | 0
GrandeTerreNorth | HLR_Oil_Boiler | Oil | 1 | 1.1765 | 1.176 | 1.1748 | 1.1736 | 1.1724 | 1.1712 | 1.17 | 1.1688
GrandeTerreNorth | HLI_Gas_Boiler | Gas_Natural | 1 | 1.1111 | 1.1108 | 1.1101 | 1.1093 | 1.1085 | 1.1078 | 1.107 | 1.1063
GrandeTerreNorth | HLI_Gas_Boiler | Gas_Bio | 2 | 1.1111 | 1.1108 | 1.1101 | 1.1093 | 1.1085 | 1.1078 | 1.107 | 1.1063
GrandeTerreNorth | HLI_Gas_Boiler | Gas_Synth | 3 | 1.1111 | 1.1108 | 1.1101 | 1.1093 | 1.1085 | 1.1078 | 1.107 | 1.1063
GrandeTerreNorth | HLI_Gas_CHP | Gas_Natural | 1 | 1.2195 | 1.2189 | 1.2174 | 1.2159 | 1.2144 | 1.2129 | 1.2114 | 1.21
GrandeTerreNorth | HLI_Gas_CHP | Gas_Bio | 2 | 1.2195 | 1.2189 | 1.2174 | 1.2159 | 1.2144 | 1.2129 | 1.2114 | 1.21
GrandeTerreNorth | HLI_Gas_CHP | Gas_Synth | 3 | 1.2195 | 1.2189 | 1.2174 | 1.2159 | 1.2144 | 1.2129 | 1.2114 | 1.21
GrandeTerreNorth | HLI_Biomass | Biomass | 1 | 1.25 | 1.2476 | 1.2417 | 1.2357 | 1.2298 | 1.2238 | 1.2179 | 1.2119
GrandeTerreNorth | HLI_Biomass_CHP | Biomass | 1 | 1.5385 | 1.5333 | 1.5205 | 1.5077 | 1.4949 | 1.4821 | 1.4692 | 1.4564
GrandeTerreNorth | HLI_Hardcoal | Hardcoal | 1 | 1.3333 | 1.3324 | 1.3302 | 1.3279 | 1.3256 | 1.3234 | 1.3211 | 1.3188
GrandeTerreNorth | HLI_Lignite | Lignite | 1 | 1.3333 | 1.3324 | 1.3302 | 1.3279 | 1.3256 | 1.3234 | 1.3211 | 1.3188
GrandeTerreNorth | HLI_Hardcoal_CHP | Hardcoal | 1 | 1.6667 | 1.6649 | 1.6603 | 1.6558 | 1.6512 | 1.6467 | 1.6422 | 1.6376
GrandeTerreNorth | HLI_Lignite_CHP | Lignite | 1 | 1.6667 | 1.6649 | 1.6603 | 1.6558 | 1.6512 | 1.6467 | 1.6422 | 1.6376
GrandeTerreNorth | HLI_Direct_Electric | Power | 1 | 1.0101 | 1.01 | 1.0098 | 1.0095 | 1.0093 | 1.009 | 1.0088 | 1.0086
GrandeTerreNorth | HLI_Solar_Thermal | Area_Rooftop_Commercial | 1 | 0.16583 | 0.16425 | 0.1603 | 0.15635 | 0.1524 | 0.14845 | 0.14451 | 0.14056
GrandeTerreNorth | HLI_Fuelcell | H2 | 1 | 2.1277 | 2.0656 | 1.9813 | 1.902 | 1.8442 | 1.7882 | 1.749 | 1.7098
GrandeTerreNorth | HLI_Fuelcell | H2 | 2 | 2.7027 | 2.6049 | 2.5061 | 2.4109 | 2.3191 | 2.2306 | 2.1694 | 2.1082
GrandeTerreNorth | HLI_Geothermal | ignore | 1 | 0 | 0 | 0 | 0 | 0 | 0 | 0 | 0
GrandeTerreNorth | HLI_Oil_Boiler | Oil | 1 | 1.1765 | 1.176 | 1.1748 | 1.1736 | 1.1724 | 1.1712 | 1.17 | 1.1688
GrandeTerreNorth | HLI_Oil_CHP | Oil | 1 | 1.3514 | 1.3504 | 1.348 | 1.3456 | 1.3432 | 1.3408 | 1.3384 | 1.3361
GrandeTerreNorth | HMI_Gas | Gas_Natural | 1 | 1.0989 | 1.0986 | 1.098 | 1.0973 | 1.0966 | 1.0959 | 1.0953 | 1.0946
GrandeTerreNorth | HMI_Gas | Gas_Bio | 2 | 1.0989 | 1.0986 | 1.098 | 1.0973 | 1.0966 | 1.0959 | 1.0953 | 1.0946
GrandeTerreNorth | HMI_Gas | Gas_Synth | 3 | 1.0989 | 1.0986 | 1.098 | 1.0973 | 1.0966 | 1.0959 | 1.0953 | 1.0946
GrandeTerreNorth | HMI_H2 | H2 | 1 | 1.0989 | 1.0973 | 1.0932 | 1.0892 | 1.0852 | 1.0811 | 1.0771 | 1.0731
GrandeTerreNorth | HMI_Biomass | Biomass | 1 | 1.3575 | 1.3541 | 1.3456 | 1.337 | 1.3285 | 1.32 | 1.3115 | 1.303
GrandeTerreNorth | HMI_HardCoal | Hardcoal | 1 | 1.4164 | 1.4152 | 1.4124 | 1.4096 | 1.4067 | 1.4039 | 1.4011 | 1.3982
GrandeTerreNorth | HMI_Steam_Electric | Power | 1 | 1.0309 | 1.0306 | 1.0299 | 1.0292 | 1.0284 | 1.0277 | 1.027 | 1.0262
GrandeTerreNorth | HMI_Oil | Oil | 1 | 1.6773 | 1.6754 | 1.6708 | 1.6662 | 1.6616 | 1.657 | 1.6524 | 1.6478
GrandeTerreNorth | HHI_BF_BOF | Hardcoal | 1 | 2.2624 | 2.2297 | 2.1922 | 2.1551 | 2.1184 | 2.0821 | 2.0462 | 2.0108
GrandeTerreNorth | HHI_BF_BOF | Hardcoal | 2 | 1.6017 | 1.5793 | 1.5548 | 1.5305 | 1.5065 | 1.4828 | 1.4594 | 1.4363
GrandeTerreNorth | HHI_BF_BOF | Gas_Natural | 2 | 0.40043 | 0.39416 | 0.38632 | 0.37855 | 0.37085 | 0.36322 | 0.35567 | 0.34818
GrandeTerreNorth | HHI_BF_BOF | Hardcoal | 3 | 1.6017 | 1.5793 | 1.5548 | 1.5305 | 1.5065 | 1.4828 | 1.4594 | 1.4363
GrandeTerreNorth | HHI_BF_BOF | Gas_Synth | 3 | 0.40043 | 0.39416 | 0.38632 | 0.37855 | 0.37085 | 0.36322 | 0.35567 | 0.34818
GrandeTerreNorth | HHI_BF_BOF | Hardcoal | 4 | 1.6017 | 1.5793 | 1.5548 | 1.5305 | 1.5065 | 1.4828 | 1.4594 | 1.4363
GrandeTerreNorth | HHI_BF_BOF | Gas_Bio | 4 | 0.40043 | 0.39416 | 0.38632 | 0.37855 | 0.37085 | 0.36322 | 0.35567 | 0.34818
GrandeTerreNorth | HHI_DRI_EAF | Power | 1 | 0.47031 | 0.45474 | 0.43299 | 0.41176 | 0.39107 | 0.37092 | 0.35129 | 0.3322
GrandeTerreNorth | HHI_DRI_EAF | Gas_Natural | 1 | 2.4691 | 2.4065 | 2.3387 | 2.2717 | 2.2054 | 2.14 | 2.0754 | 2.0116
GrandeTerreNorth | HHI_DRI_EAF | Power | 2 | 0.47031 | 0.45474 | 0.43299 | 0.41176 | 0.39107 | 0.37092 | 0.35129 | 0.3322
GrandeTerreNorth | HHI_DRI_EAF | Gas_Synth | 2 | 2.4691 | 2.4065 | 2.3387 | 2.2717 | 2.2054 | 2.14 | 2.0754 | 2.0116
GrandeTerreNorth | HHI_DRI_EAF | Power | 3 | 0.47031 | 0.45474 | 0.43299 | 0.41176 | 0.39107 | 0.37092 | 0.35129 | 0.3322
GrandeTerreNorth | HHI_DRI_EAF | Gas_Bio | 3 | 2.4691 | 2.4065 | 2.3387 | 2.2717 | 2.2054 | 2.14 | 2.0754 | 2.0116
GrandeTerreNorth | HHI_Scrap_EAF | Power | 1 | 1.5873 | 1.5443 | 1.4947 | 1.4468 | 1.4008 | 1.3566 | 1.3142 | 1.2736
GrandeTerreNorth | HHI_H2DRI_EAF | Power | 1 | 0.97002 | 0.96078 | 0.93768 | 0.91459 | 0.89149 | 0.8684 | 0.8453 | 0.82221
GrandeTerreNorth | HHI_H2DRI_EAF | H2 | 1 | 1.9694 | 1.9536 | 1.914 | 1.8745 | 1.8349 | 1.7953 | 1.7558 | 1.7162
GrandeTerreNorth | HHI_Molten_Electrolysis | Power | 1 | 1.25 | 1.2476 | 1.2417 | 1.2357 | 1.2298 | 1.2238 | 1.2179 | 1.2119
GrandeTerreNorth | HHI_Bio_BF_BOF | Biomass | 1 | 2.0453 | 2.009 | 1.9591 | 1.9104 | 1.863 | 1.8169 | 1.772 | 1.7284
GrandeTerreNorth | HHI_Bio_BF_BOF | Gas_Natural | 1 | 0.51131 | 0.5033 | 0.49329 | 0.48337 | 0.47354 | 0.4638 | 0.45415 | 0.44459
GrandeTerreNorth | HHI_Bio_BF_BOF | Biomass | 2 | 2.0453 | 2.009 | 1.9591 | 1.9104 | 1.863 | 1.8169 | 1.772 | 1.7284
GrandeTerreNorth | HHI_Bio_BF_BOF | Gas_Synth | 2 | 0.51131 | 0.5033 | 0.49329 | 0.48337 | 0.47354 | 0.4638 | 0.45415 | 0.44459
GrandeTerreNorth | HHI_Bio_BF_BOF | Biomass | 3 | 2.0453 | 2.009 | 1.9591 | 1.9104 | 1.863 | 1.8169 | 1.772 | 1.7284
GrandeTerreNorth | HHI_Bio_BF_BOF | Gas_Bio | 3 | 0.51131 | 0.5033 | 0.49329 | 0.48337 | 0.47354 | 0.4638 | 0.45415 | 0.44459
GrandeTerreNorth | HHI_BF_BOF_CCS | Hardcoal | 1 | 2.2624 | 2.2297 | 2.1922 | 2.1551 | 2.1184 | 2.0821 | 2.0462 | 2.0108
GrandeTerreNorth | HHI_BF_BOF_CCS | Hardcoal | 2 | 1.6017 | 1.5793 | 1.5548 | 1.5305 | 1.5065 | 1.4828 | 1.4594 | 1.4363
GrandeTerreNorth | HHI_BF_BOF_CCS | Gas_Natural | 2 | 0.40043 | 0.39416 | 0.38632 | 0.37855 | 0.37085 | 0.36322 | 0.35567 | 0.34818
GrandeTerreNorth | HHI_BF_BOF_CCS | Hardcoal | 3 | 1.6017 | 1.5793 | 1.5548 | 1.5305 | 1.5065 | 1.4828 | 1.4594 | 1.4363
GrandeTerreNorth | HHI_BF_BOF_CCS | Gas_Synth | 3 | 0.40043 | 0.39416 | 0.38632 | 0.37855 | 0.37085 | 0.36322 | 0.35567 | 0.34818
GrandeTerreNorth | HHI_BF_BOF_CCS | Hardcoal | 4 | 1.6017 | 1.5793 | 1.5548 | 1.5305 | 1.5065 | 1.4828 | 1.4594 | 1.4363
GrandeTerreNorth | HHI_BF_BOF_CCS | Gas_Bio | 4 | 0.40043 | 0.39416 | 0.38632 | 0.37855 | 0.37085 | 0.36322 | 0.35567 | 0.34818
GrandeTerreNorth | HHI_DRI_EAF_CCS | Power | 1 | 0.47031 | 0.45474 | 0.43299 | 0.41176 | 0.39107 | 0.37092 | 0.35129 | 0.3322
GrandeTerreNorth | HHI_DRI_EAF_CCS | Gas_Natural | 1 | 2.4691 | 2.4065 | 2.3387 | 2.2717 | 2.2054 | 2.14 | 2.0754 | 2.0116
GrandeTerreNorth | HLI_Biomass_CHP_CCS | Biomass | 1 | 1.5385 | 1.5333 | 1.5205 | 1.5077 | 1.4949 | 1.4821 | 1.4692 | 1.4564
GrandeTerreNorth | HLI_Hardcoal_CHP_CCS | Hardcoal | 1 | 1.6667 | 1.6649 | 1.6603 | 1.6558 | 1.6512 | 1.6467 | 1.6422 | 1.6376
GrandeTerreNorth | HLI_Lignite_CHP_CCS | Lignite | 1 | 1.6667 | 1.6649 | 1.6603 | 1.6558 | 1.6512 | 1.6467 | 1.6422 | 1.6376
GrandeTerreNorth | HLR_Biomass_CHP_CCS | Biomass | 1 | 1.5385 | 1.5333 | 1.5205 | 1.5077 | 1.4949 | 1.4821 | 1.4692 | 1.4564
GrandeTerreNorth | HLR_Hardcoal_CHP_CCS | Hardcoal | 1 | 1.6667 | 1.6649 | 1.6603 | 1.6558 | 1.6512 | 1.6467 | 1.6422 | 1.6376
GrandeTerreNorth | HLR_Lignite_CHP_CCS | Lignite | 1 | 1.6667 | 1.6649 | 1.6603 | 1.6558 | 1.6512 | 1.6467 | 1.6422 | 1.6376
GrandeTerreNorth | HMI_Gas_CCS | Gas_Natural | 1 | 1.0989 | 1.0986 | 1.098 | 1.0973 | 1.0966 | 1.0959 | 1.0953 | 1.0946
GrandeTerreNorth | HMI_HardCoal_CCS | Hardcoal | 1 | 1.4164 | 1.4152 | 1.4124 | 1.4096 | 1.4067 | 1.4039 | 1.4011 | 1.3982
GrandeTerreNorth | P_Coal_Hardcoal_CCS | Hardcoal | 1 | 2.6316 | 2.6271 | 2.616 | 2.6049 | 2.5938 | 2.5827 | 2.5716 | 2.5605
GrandeTerreNorth | P_Coal_Lignite_CCS | Lignite | 1 | 2.7027 | 2.6981 | 2.6865 | 2.6749 | 2.6633 | 2.6517 | 2.6402 | 2.6286
GrandeTerreNorth | P_Gas_CCS | Gas_Natural | 1 | 1.8519 | 1.8495 | 1.8437 | 1.8379 | 1.8321 | 1.8264 | 1.8206 | 1.8148
GrandeTerreNorth | P_Gas_CCS | Gas_Bio | 2 | 1.8519 | 1.8495 | 1.8437 | 1.8379 | 1.8321 | 1.8264 | 1.8206 | 1.8148
GrandeTerreNorth | P_Gas_CCS | Gas_Synth | 3 | 1.8519 | 1.8495 | 1.8437 | 1.8379 | 1.8321 | 1.8264 | 1.8206 | 1.8148
GrandeTerreNorth | X_SMR | Gas_Natural | 1 | 1.6667 | 1.5021 | 1.4368 | 1.4115 | 1.3929 | 1.3776 | 1.3638 | 1.3502
GrandeTerreNorth | X_SMR | Heat_Medium_Industrial | 1 | 0.33301 | 0.29785 | 0.27909 | 0.26833 | 0.2589 | 0.25013 | 0.24168 | 0.23324
GrandeTerreNorth | X_SMR_CCS | Gas_Natural | 1 | 1.6667 | 1.5021 | 1.4368 | 1.4115 | 1.3929 | 1.3776 | 1.3638 | 1.3502
GrandeTerreNorth | X_SMR_CCS | Heat_Medium_Industrial | 1 | 0.33301 | 0.29785 | 0.27909 | 0.26833 | 0.2589 | 0.25013 | 0.24168 | 0.23324
GrandeTerreNorth | HLR_H2_Boiler | H2 | 1 | 1.1765 | 1.1227 | 1.1014 | 1.0931 | 1.087 | 1.082 | 1.0775 | 1.0731
GrandeTerreNorth | HLI_H2_Boiler | H2 | 1 | 1.1765 | 1.1227 | 1.1014 | 1.0931 | 1.087 | 1.082 | 1.0775 | 1.0731
GrandeTerreNorth | X_Biofuel | Biomass | 1 | 1.4286 | 1.3616 | 1.3325 | 1.3193 | 1.3088 | 1.2996 | 1.2911 | 1.2825
GrandeTerreNorth | X_Powerfuel | H2 | 1 | 2.2436 | 2.1681 | 2.0693 | 1.8918 | 1.777 | 1.6751 | 1.6125 | 1.5541
GrandeTerreNorth | X_Powerfuel | Power | 1 | 0.32051 | 0.30952 | 0.29472 | 0.26786 | 0.24974 | 0.23313 | 0.2223 | 0.2119
GrandeTerreNorth | X_Powerfuel | Gas_Synth | 2 | 2.1277 | 2.038 | 1.9516 | 1.8723 | 1.7993 | 1.7318 | 1.6694 | 1.6115
GrandeTerreNorth | X_Gasifier | LH2 | 4 | bar: 2018 to 2050
GrandeTerreNorth | X_Gasifier | LSG | 3 | bar: 2018 to 2050
GrandeTerreNorth | X_Gasifier | LBG | 2 | bar: 2018 to 2050
GrandeTerreNorth | X_Gasifier | LNG | 1 | bar: 2018 to 2050
GrandeTerreNorth | X_Liquifier | H2 | 4 | bar: 2018 to 2050
GrandeTerreNorth | X_Liquifier | Gas_Synth | 3 | bar: 2018 to 2050
GrandeTerreNorth | X_Liquifier | Gas_Bio | 2 | bar: 2018 to 2050
GrandeTerreNorth | X_Liquifier | Gas_Natural | 1 | bar: 2018 to 2050
GrandeTerreNorth | FRT_Road_LNG | LNG | 1 | 0.597 | 0.59564 | 0.59222 | 0.58881 | 0.5854 | 0.58199 | 0.57858 | 0.57517
GrandeTerreNorth | FRT_Ship_LNG | LNG | 1 | 0.10349 | 0.10325 | 0.10266 | 0.10207 | 0.10148 | 0.10089 | 0.1003 | 0.099704
GrandeTerreNorth | PSNG_Road_LNG | LNG | 1 | 0.68 | 0.67845 | 0.67456 | 0.67067 | 0.66679 | 0.6629 | 0.65902 | 0.65513
GrandeTerreNorth | P_H2_OCGT | H2 | 1 | 2.6316 | 2.4755 | 2.302 | 2.1481 | 2.0526 | 2.0027 | 1.9528 | 1.9029
GrandeTerreNorth | X_DAC_LT | Air | 1 | bar: 2018 to 2050
GrandeTerreNorth | X_DAC_LT | Power | 1 | 0.9 | 0.88971 | 0.8208 | 0.75446 | 0.69556 | 0.63893 | 0.58608 | 0.53539
GrandeTerreNorth | X_DAC_LT | Heat_Low_Industrial | 1 | 6.3 | 6.2394 | 5.656 | 5.0983 | 4.6248 | 4.1733 | 3.7895 | 3.4246
GrandeTerreNorth | X_DAC_HT | Air | 1 | bar: 2018 to 2050
GrandeTerreNorth | X_DAC_HT | Power | 1 | 5.526 | 5.4743 | 5.2119 | 4.9575 | 4.7174 | 4.4849 | 4.266 | 4.0542
GrandeTerreNorth | Z_ETS_Buy | ETS | 1 | bar: 2018 to 2050
GrandeTerreNorth | Z_ETS_Sell | ETS_Source | 1 | bar: 2018 to 2050
GrandeTerreNorth | CHP_Biomass_Solid | Biomass | 1 | 2.8902 | 2.8902 | 2.8902 | 2.8902 | 2.8902 | 2.8902 | 2.8902 | 2.8902 | JRC TIMES | Power only
GrandeTerreNorth | CHP_Coal_Hardcoal | Hardcoal | 1 | 2.6525 | 2.6525 | 2.6525 | 2.6525 | 2.6525 | 2.6525 | 2.6525 | 2.6525 | JRC TIMES | Power only
GrandeTerreNorth | CHP_Coal_Lignite | Lignite | 1 | 2.8249 | 2.8249 | 2.8249 | 2.8249 | 2.8249 | 2.8249 | 2.8249 | 2.8249 | JRC TIMES | Power only
GrandeTerreNorth | CHP_Gas_CCGT_Natural | Gas_Natural | 1 | 1.8484 | 1.8484 | 1.8484 | 1.8484 | 1.8484 | 1.8484 | 1.8484 | 1.8484 | JRC TIMES | Power only
GrandeTerreNorth | CHP_Gas_CCGT_Biogas | Gas_Bio | 1 | 1.8484 | 1.8484 | 1.8484 | 1.8484 | 1.8484 | 1.8484 | 1.8484 | 1.8484 | JRC TIMES | Power only
GrandeTerreNorth | CHP_Gas_CCGT_SynGas | Gas_Synth | 1 | 1.8484 | 1.8484 | 1.8484 | 1.8484 | 1.8484 | 1.8484 | 1.8484 | 1.8484 | JRC TIMES | Power only
GrandeTerreNorth | CHP_Biomass_Solid_CCS | Biomass | 1 | 3.0347 | 3.0347 | 3.0347 | 3.0347 | 3.0347 | 3.0347 | 3.0347 | 3.0347 | JRC TIMES | Power only | 5% eff loss due to CO2 capture
GrandeTerreNorth | CHP_Coal_Hardcoal_CCS | Hardcoal | 1 | 2.7851 | 2.7851 | 2.7851 | 2.7851 | 2.7851 | 2.7851 | 2.7851 | 2.7851 | JRC TIMES | Power only | 5% eff loss due to CO2 capture
GrandeTerreNorth | CHP_Coal_Lignite_CCS | Lignite | 1 | 2.9661 | 2.9661 | 2.9661 | 2.9661 | 2.9661 | 2.9661 | 2.9661 | 2.9661 | JRC TIMES | Power only | 5% eff loss due to CO2 capture
GrandeTerreNorth | CHP_Gas_CCGT_Natural_CCS | Gas_Natural | 1 | 1.9409 | 1.9409 | 1.9409 | 1.9409 | 1.9409 | 1.9409 | 1.9409 | 1.9409 | JRC TIMES | Power only | 5% eff loss due to CO2 capture
GrandeTerreNorth | CHP_Gas_CCGT_Biogas_CCS | Gas_Bio | 1 | 1.9409 | 1.9409 | 1.9409 | 1.9409 | 1.9409 | 1.9409 | 1.9409 | 1.9409 | JRC TIMES | Power only | 5% eff loss due to CO2 capture
GrandeTerreNorth | CHP_Biomass_Solid | Biomass | 2 | 3.5714 | 3.5714 | 3.5714 | 3.5714 | 3.5714 | 3.5714 | 3.5714 | 3.5714 | JRC TIMES | Power+Heat
GrandeTerreNorth | CHP_Coal_Hardcoal | Hardcoal | 2 | 3.5336 | 3.5336 | 3.5336 | 3.5336 | 3.5336 | 3.5336 | 3.5336 | 3.5336 | JRC TIMES | Power+Heat
GrandeTerreNorth | CHP_Coal_Lignite | Lignite | 2 | 3.7594 | 3.7594 | 3.7594 | 3.7594 | 3.7594 | 3.7594 | 3.7594 | 3.7594 | JRC TIMES | Power+Heat
GrandeTerreNorth | CHP_Gas_CCGT_Natural | Gas_Natural | 2 | 2.008 | 2.008 | 2.008 | 2.008 | 2.008 | 2.008 | 2.008 | 2.008 | JRC TIMES | Power+Heat
GrandeTerreNorth | CHP_Gas_CCGT_Biogas | Gas_Bio | 2 | 2.008 | 2.008 | 2.008 | 2.008 | 2.008 | 2.008 | 2.008 | 2.008 | JRC TIMES | Power+Heat
GrandeTerreNorth | CHP_Gas_CCGT_SynGas | Gas_Synth | 2 | 2.008 | 2.008 | 2.008 | 2.008 | 2.008 | 2.008 | 2.008 | 2.008 | JRC TIMES | Power+Heat
GrandeTerreNorth | CHP_Biomass_Solid_CCS | Biomass | 2 | 3.75 | 3.75 | 3.75 | 3.75 | 3.75 | 3.75 | 3.75 | 3.75 | JRC TIMES | Power+Heat | 5% eff loss due to CO2 capture
GrandeTerreNorth | CHP_Coal_Hardcoal_CCS | Hardcoal | 2 | 3.7102 | 3.7102 | 3.7102 | 3.7102 | 3.7102 | 3.7102 | 3.7102 | 3.7102 | JRC TIMES | Power+Heat | 5% eff loss due to CO2 capture
GrandeTerreNorth | CHP_Coal_Lignite_CCS | Lignite | 2 | 3.9474 | 3.9474 | 3.9474 | 3.9474 | 3.9474 | 3.9474 | 3.9474 | 3.9474 | JRC TIMES | Power+Heat | 5% eff loss due to CO2 capture
GrandeTerreNorth | CHP_Gas_CCGT_Natural_CCS | Gas_Natural | 2 | 2.1084 | 2.1084 | 2.1084 | 2.1084 | 2.1084 | 2.1084 | 2.1084 | 2.1084 | JRC TIMES | Power+Heat | 5% eff loss due to CO2 capture
GrandeTerreNorth | CHP_Gas_CCGT_Biogas_CCS | Gas_Bio | 2 | 2.1084 | 2.1084 | 2.1084 | 2.1084 | 2.1084 | 2.1084 | 2.1084 | 2.1084 | JRC TIMES | Power+Heat | 5% eff loss due to CO2 capture
GrandeTerreNorth | CHP_Hydrogen_FuelCell | H2 | 2 | [8 empty] | old data (90% eff, Kevin) | Power+Heat | bar: 2018 to 2050
GrandeTerreNorth | HLI_Convert_DH | Heat_District | 1 | bar: 2018 to 2050
GrandeTerreNorth | HLR_Convert_DH | Heat_District | 1 | bar: 2018 to 2050
GrandeTerreNorth | CHP_Oil | Oil | 1 | 2.8249 | 2.8249 | 2.8249 | 2.8249 | 2.8249 | 2.8249 | 2.8249 | 2.8249 | using lignite values
GrandeTerreNorth | CHP_Oil | Oil | 2 | 3.7594 | 3.7594 | 3.7594 | 3.7594 | 3.7594 | 3.7594 | 3.7594 | 3.7594 | using lignite values
GrandeTerreNorth | P_Gas_CCGT | Gas_Natural | 1 | 1.7241 | 1.6667 | 1.6393 | 1.6129 | 1.6129 | 1.6129 | 1.6 | 1.5873 | ETRI 2014
GrandeTerreNorth | P_Gas_OCGT | Gas_Natural | 1 | 2.6316 | 2.5 | 2.381 | 2.2727 | 2.2222 | 2.2222 | 2.2222 | 2.2222
GrandeTerreNorth | P_Gas_Engines | Gas_Natural | 1 | 2.8571 | 2.7778 | 2.7027 | 2.6316 | 2.5641 | 2.5641 | 2.5641 | 2.5641
GrandeTerreNorth | P_Gas_CCGT | Gas_Bio | 2 | 1.7241 | 1.6667 | 1.6393 | 1.6129 | 1.6129 | 1.6129 | 1.6 | 1.5873 | ETRI 2014
GrandeTerreNorth | P_Gas_OCGT | Gas_Bio | 2 | 2.6316 | 2.5 | 2.381 | 2.2727 | 2.2222 | 2.2222 | 2.2222 | 2.2222
GrandeTerreNorth | P_Gas_Engines | Gas_Bio | 2 | 2.8571 | 2.7778 | 2.7027 | 2.6316 | 2.5641 | 2.5641 | 2.5641 | 2.5641
GrandeTerreNorth | P_Gas_CCGT | Gas_Synth | 3 | 1.7241 | 1.6667 | 1.6393 | 1.6129 | 1.6129 | 1.6129 | 1.6 | 1.5873 | ETRI 2014
GrandeTerreNorth | P_Gas_OCGT | Gas_Synth | 3 | 2.6316 | 2.5 | 2.381 | 2.2727 | 2.2222 | 2.2222 | 2.2222 | 2.2222
GrandeTerreNorth | P_Gas_Engines | Gas_Synth | 3 | 2.8571 | 2.7778 | 2.7027 | 2.6316 | 2.5641 | 2.5641 | 2.5641 | 2.5641
GrandeTerreNorth | PSNG_Ship_Bio | Biofuel | 1 | 0.51 | 0.5075 | 0.5049 | 0.5024 | 0.4999 | 0.4974 | 0.4949 | 0.4925
GrandeTerreNorth | PSNG_Ship_Conv | Oil | 1 | 0.51 | 0.5075 | 0.5049 | 0.5024 | 0.4999 | 0.4974 | 0.4949 | 0.4925
GrandeTerreNorth | PSNG_Ship_Conv | Powerfuel | 2 | 0.51 | 0.5075 | 0.5049 | 0.5024 | 0.4999 | 0.4974 | 0.4949 | 0.4925
GrandeTerreNorth | PSNG_Ship_LNG | LNG | 1 | 0.62 | 0.6169 | 0.6138 | 0.6108 | 0.6077 | 0.6047 | 0.6017 | 0.5987
GrandeTerreNorth | PSNG_Ship_H2 | H2 | 1 | 0.95029 | 0.93656 | 0.92284 | 0.90911 | 0.89538 | 0.88165 | 0.86792 | 0.8542
GrandeTerreNorth | PSNG_Ship_EL | Power | 1 | 0.60534 | 0.59659 | 0.58785 | 0.5791 | 0.57036 | 0.56161 | 0.55287 | 0.54412

## Par_OutputActivityRatio
OutputActivityRatio{r in REGION, t in TECHNOLOGY, f in FUEL, m in MODEOFOPERATION, y in YEAR}
Ratio of output to activity. Desribes, together with the InputActivityRatio, the efficiency of the technology.
Unit: Fraction
Region | Technology | Fuel | ModeOfOperation | 2018 | 2021 | 2025 | 2030 | 2035 | 2040 | 2045 | 2050
World | A_Rooftop_Commercial | Area_Rooftop_Commercial | 1 | bar: 2018 to 2050
World | A_Rooftop_Residential | Area_Rooftop_Residential | 1 | bar: 2018 to 2050
World | D_Battery_Li-Ion | Power | 2 | bar: 2018 to 2050
World | D_Battery_Redox | Power | 2 | bar: 2018 to 2050
World | D_Gas_H2 | H2 | 2 | bar: 2018 to 2050
World | D_Gas_Methane | Gas_Natural | 2 | bar: 2018 to 2050
World | D_Heat_HLI | Heat_Low_Industrial | 2 | bar: 2018 to 2050
World | D_Heat_HLR | Heat_Low_Residential | 2 | bar: 2018 to 2050
World | D_PHS | Power | 2 | bar: 2018 to 2050
World | D_PHS_Residual | Power | 2 | bar: 2018 to 2050
World | D_CAES | Power | 2 | bar: 2018 to 2050
World | FRT_Rail_Conv | Mobility_Freight | 1 | bar: 2018 to 2050
World | FRT_Rail_Conv | Mobility_Freight | 2 | bar: 2018 to 2050
World | FRT_Rail_Conv | Mobility_Freight | 3 | bar: 2018 to 2050
World | FRT_Rail_Electric | Mobility_Freight | 1 | bar: 2018 to 2050
World | FRT_Road_OH | Mobility_Freight | 1 | bar: 2018 to 2050
World | FRT_Road_BEV | Mobility_Freight | 1 | bar: 2018 to 2050
World | FRT_Road_H2 | Mobility_Freight | 1 | bar: 2018 to 2050
World | FRT_Road_ICE | Mobility_Freight | 1 | bar: 2018 to 2050
World | FRT_Road_PHEV | Mobility_Freight | 1 | bar: 2018 to 2050
World | FRT_Road_ICE | Mobility_Freight | 2 | bar: 2018 to 2050
World | FRT_Road_ICE | Mobility_Freight | 3 | bar: 2018 to 2050
World | FRT_Road_PHEV | Mobility_Freight | 2 | bar: 2018 to 2050
World | FRT_Road_PHEV | Mobility_Freight | 3 | bar: 2018 to 2050
World | FRT_Ship_Bio | Mobility_Freight | 1 | bar: 2018 to 2050
World | FRT_Ship_Conv | Mobility_Freight | 1 | bar: 2018 to 2050
World | FRT_Ship_Conv | Mobility_Freight | 2 | bar: 2018 to 2050
World | P_Coal_Hardcoal | Power | 1 | bar: 2018 to 2050
World | P_Coal_Lignite | Power | 1 | bar: 2018 to 2050
World | P_Gas | Power | 1 | bar: 2018 to 2050
World | P_Nuclear | Power | 1 | bar: 2018 to 2050
World | P_Oil | Power | 1 | bar: 2018 to 2050
World | P_Biomass | Power | 1 | bar: 2018 to 2050
World | PSNG_Air_Bio | Mobility_Passenger | 1 | bar: 2018 to 2050
World | PSNG_Air_Conv | Mobility_Passenger | 1 | bar: 2018 to 2050
World | PSNG_Air_Conv | Mobility_Passenger | 2 | bar: 2018 to 2050
World | PSNG_Air_H2 | Mobility_Passenger | 1 | bar: 2018 to 2050
World | PSNG_Rail_Conv | Mobility_Passenger | 1 | bar: 2018 to 2050
World | PSNG_Rail_Conv | Mobility_Passenger | 2 | bar: 2018 to 2050
World | PSNG_Rail_Conv | Mobility_Passenger | 3 | bar: 2018 to 2050
World | PSNG_Rail_Electric | Mobility_Passenger | 1 | bar: 2018 to 2050
World | PSNG_Road_BEV | Mobility_Passenger | 1 | bar: 2018 to 2050
World | PSNG_Road_H2 | Mobility_Passenger | 1 | bar: 2018 to 2050
World | PSNG_Road_ICE | Mobility_Passenger | 1 | bar: 2018 to 2050
World | PSNG_Road_ICE | Mobility_Passenger | 2 | bar: 2018 to 2050
World | PSNG_Road_ICE | Mobility_Passenger | 3 | bar: 2018 to 2050
World | PSNG_Road_PHEV | Mobility_Passenger | 1 | bar: 2018 to 2050
World | PSNG_Road_PHEV | Mobility_Passenger | 2 | bar: 2018 to 2050
World | PSNG_Road_PHEV | Mobility_Passenger | 3 | bar: 2018 to 2050
World | R_Coal_Hardcoal | Hardcoal | 1 | bar: 2018 to 2050
World | R_Coal_Lignite | Lignite | 1 | bar: 2018 to 2050
World | R_Gas | Gas_Natural | 1 | bar: 2018 to 2050
World | R_Nuclear | Nuclear | 1 | bar: 2018 to 2050
World | R_Oil | Oil | 1 | bar: 2018 to 2050
World | RES_CSP | Power | 1 | bar: 2018 to 2050
World | RES_CSP_Storage | Power | 1 | bar: 2018 to 2050
World | RES_Geothermal | Power | 1 | bar: 2018 to 2050
World | RES_Hydro_Large | Power | 1 | bar: 2018 to 2050
World | RES_Hydro_Small | Power | 1 | bar: 2018 to 2050
World | RES_Ocean | Power | 1 | bar: 2018 to 2050
World | RES_PV_Rooftop_Commercial | Power | 1 | bar: 2018 to 2050
World | RES_PV_Rooftop_Residential | Power | 1 | bar: 2018 to 2050
World | RES_PV_Utility_Avg | Power | 1 | bar: 2018 to 2050
World | RES_PV_Utility_Inf | Power | 1 | bar: 2018 to 2050
World | RES_PV_Utility_Opt | Power | 1 | bar: 2018 to 2050
World | RES_Wind_Offshore_Transitional | Power | 1 | bar: 2018 to 2050
World | RES_Wind_Offshore_Shallow | Power | 1 | bar: 2018 to 2050
World | RES_Wind_Offshore_Deep | Power | 1 | bar: 2018 to 2050
World | RES_Wind_Onshore_Avg | Power | 1 | bar: 2018 to 2050
World | RES_Wind_Onshore_Inf | Power | 1 | bar: 2018 to 2050
World | RES_Wind_Onshore_Opt | Power | 1 | bar: 2018 to 2050
World | RES_Biomass | Biomass | 1 | bar: 2018 to 2050
World | X_Electrolysis | H2 | 1 | bar: 2018 to 2050
World | X_Fuel_Cell | Power | 1 | bar: 2018 to 2050
World | X_Fuel_Cell | Power | 2 | 0.6 | 0.6 | 0.6 | 0.6 | 0.6 | 0.6 | 0.6 | 0.6
World | X_Fuel_Cell | Heat_Low | 2 | 0.4 | 0.4 | 0.4 | 0.4 | 0.4 | 0.4 | 0.4 | 0.4
World | X_Methanation | Gas_Synth | 1 | bar: 2018 to 2050
World | X_Methanation | Gas_Bio | 2 | bar: 2018 to 2050
World | Z_Import_Oil | Oil | 1 | bar: 2018 to 2050
World | Z_Import_Hardcoal | Hardcoal | 1 | bar: 2018 to 2050
World | Z_Import_Gas | Gas_Natural | 1 | bar: 2018 to 2050
World | CHP_Biomass_CCS | Heat_Low | 1 | 0.7 | 0.7 | 0.7 | 0.7 | 0.7 | 0.7 | 0.7 | 0.7
World | CHP_Biomass_CCS | Power | 1 | 0.55 | 0.55 | 0.55 | 0.55 | 0.55 | 0.55 | 0.55 | 0.55
World | P_Biomass_CCS | Power | 1 | bar: 2018 to 2050
World | A_CCS_Capacity | CCS | 1 | bar: 2018 to 2050
World | P_Gas | Power | 2 | bar: 2018 to 2050
World | P_Gas | Power | 3 | bar: 2018 to 2050
World | HLR_Gas_Boiler | Heat_Low_Residential | 1 | bar: 2018 to 2050
World | HLR_Gas_Boiler | Heat_Low_Residential | 2 | bar: 2018 to 2050
World | HLR_Gas_Boiler | Heat_Low_Residential | 3 | bar: 2018 to 2050
World | HLR_Gas_CHP | Power | 1 | 0.31 | 0.31 | 0.31 | 0.31 | 0.31 | 0.31 | 0.31 | 0.31
World | HLR_Gas_CHP | Heat_Low_Residential | 1 | bar: 2018 to 2050
World | HLR_Gas_CHP | Power | 2 | 0.31 | 0.31 | 0.31 | 0.31 | 0.31 | 0.31 | 0.31 | 0.31
World | HLR_Gas_CHP | Heat_Low_Residential | 2 | bar: 2018 to 2050
World | HLR_Gas_CHP | Power | 3 | 0.31 | 0.31 | 0.31 | 0.31 | 0.31 | 0.31 | 0.31 | 0.31
World | HLR_Gas_CHP | Heat_Low_Residential | 3 | bar: 2018 to 2050
World | HLR_Biomass | Heat_Low_Residential | 1 | bar: 2018 to 2050
World | HLR_Biomass_CHP | Heat_Low_Residential | 1 | bar: 2018 to 2050
World | HLR_Biomass_CHP | Heat_Low_Residential | 1 | bar: 2018 to 2050
World | HLR_Hardcoal | Heat_Low_Residential | 1 | bar: 2018 to 2050
World | HLR_Lignite | Heat_Low_Residential | 1 | bar: 2018 to 2050
World | HLR_Hardcoal_CHP | Power | 1 | 0.31 | 0.31 | 0.31 | 0.31 | 0.31 | 0.31 | 0.31 | 0.31
World | HLR_Hardcoal_CHP | Heat_Low_Residential | 1 | bar: 2018 to 2050
World | HLR_Lignite_CHP | Power | 1 | 0.31 | 0.31 | 0.31 | 0.31 | 0.31 | 0.31 | 0.31 | 0.31
World | HLR_Lignite_CHP | Heat_Low_Residential | 1 | bar: 2018 to 2050
World | HLR_Direct_Electric | Heat_Low_Residential | 1 | bar: 2018 to 2050
World | HLR_Solar_Thermal | Heat_Low_Residential | 1 | bar: 2018 to 2050
World | HLR_Heatpump_Aerial | Heat_Low_Residential | 1 | bar: 2018 to 2050
World | HLR_Heatpump_Ground | Heat_Low_Residential | 1 | bar: 2018 to 2050
World | HLR_Geothermal | Heat_Low_Residential | 1 | bar: 2018 to 2050
World | HLR_Oil_Boiler | Heat_Low_Residential | 1 | bar: 2018 to 2050
World | HLI_Gas_Boiler | Heat_Low_Industrial | 1 | bar: 2018 to 2050
World | HLI_Gas_Boiler | Heat_Low_Industrial | 2 | bar: 2018 to 2050
World | HLI_Gas_Boiler | Heat_Low_Industrial | 3 | bar: 2018 to 2050
World | HLI_Gas_CHP | Power | 1 | 0.31 | 0.31 | 0.31 | 0.31 | 0.31 | 0.31 | 0.31 | 0.31
World | HLI_Gas_CHP | Heat_Low_Industrial | 1 | bar: 2018 to 2050
World | HLI_Gas_CHP | Power | 2 | 0.31 | 0.31 | 0.31 | 0.31 | 0.31 | 0.31 | 0.31 | 0.31
World | HLI_Gas_CHP | Heat_Low_Industrial | 2 | bar: 2018 to 2050
World | HLI_Gas_CHP | Power | 3 | 0.31 | 0.31 | 0.31 | 0.31 | 0.31 | 0.31 | 0.31 | 0.31
World | HLI_Gas_CHP | Heat_Low_Industrial | 3 | bar: 2018 to 2050
World | HLI_Biomass | Heat_Low_Industrial | 1 | bar: 2018 to 2050
World | HLI_Biomass_CHP | Power | 1 | 0.31 | 0.31 | 0.31 | 0.31 | 0.31 | 0.31 | 0.31 | 0.31
World | HLI_Biomass_CHP | Heat_Low_Industrial | 1 | bar: 2018 to 2050
World | HLI_Hardcoal | Heat_Low_Industrial | 1 | bar: 2018 to 2050
World | HLI_Lignite | Heat_Low_Industrial | 1 | bar: 2018 to 2050
World | HLI_Hardcoal_CHP | Power | 1 | 0.31 | 0.31 | 0.31 | 0.31 | 0.31 | 0.31 | 0.31 | 0.31
World | HLI_Hardcoal_CHP | Heat_Low_Industrial | 1 | bar: 2018 to 2050
World | HLI_Lignite_CHP | Power | 1 | 0.31 | 0.31 | 0.31 | 0.31 | 0.31 | 0.31 | 0.31 | 0.31
World | HLI_Lignite_CHP | Heat_Low_Industrial | 1 | bar: 2018 to 2050
World | HLI_Solar_Thermal | Heat_Low_Industrial | 1 | bar: 2018 to 2050
World | HLI_Fuelcell | Power | 1 | bar: 2018 to 2050
World | HLI_Fuelcell | Power | 1 | 0.6 | 0.6 | 0.6 | 0.6 | 0.6 | 0.6 | 0.6 | 0.6
World | HLI_Fuelcell | Heat_Low_Industrial | 2 | 0.4 | 0.4 | 0.4 | 0.4 | 0.4 | 0.4 | 0.4 | 0.4
World | HLI_Geothermal | Heat_Low_Industrial | 1 | bar: 2018 to 2050
World | HLI_Oil_Boiler | Heat_Low_Industrial | 1 | bar: 2018 to 2050
World | HLI_Oil_CHP | Heat_Low_Industrial | 1 | bar: 2018 to 2050
World | HLI_Oil_CHP | Power | 1 | 0.31 | 0.31 | 0.31 | 0.31 | 0.31 | 0.31 | 0.31 | 0.31
World | HLI_Direct_Electric | Heat_Low_Industrial | 1 | bar: 2018 to 2050
World | HMI_Gas | Heat_Medium_Industrial | 1 | bar: 2018 to 2050
World | HMI_Gas | Heat_Medium_Industrial | 2 | bar: 2018 to 2050
World | HMI_Gas | Heat_Medium_Industrial | 3 | bar: 2018 to 2050
World | HMI_H2 | Heat_Medium_Industrial | 1 | bar: 2018 to 2050
World | HMI_Biomass | Heat_Medium_Industrial | 1 | bar: 2018 to 2050
World | HMI_HardCoal | Heat_Medium_Industrial | 1 | bar: 2018 to 2050
World | HMI_Steam_Electric | Heat_Medium_Industrial | 1 | bar: 2018 to 2050
World | HMI_Oil | Heat_Medium_Industrial | 1 | bar: 2018 to 2050
World | HHI_BF_BOF | Heat_High_Industrial | 1 | bar: 2018 to 2050
World | HHI_BF_BOF | Heat_High_Industrial | 2 | 0 | 1 | 1 | 1 | 1 | 1 | 1 | 1
World | HHI_BF_BOF | Heat_High_Industrial | 3 | 0 | 1 | 1 | 1 | 1 | 1 | 1 | 1
World | HHI_BF_BOF | Heat_High_Industrial | 4 | 0 | 1 | 1 | 1 | 1 | 1 | 1 | 1
World | HHI_DRI_EAF | Heat_High_Industrial | 1 | bar: 2018 to 2050
World | HHI_DRI_EAF | Heat_High_Industrial | 2 | 0 | 1 | 1 | 1 | 1 | 1 | 1 | 1
World | HHI_DRI_EAF | Heat_High_Industrial | 3 | 0 | 1 | 1 | 1 | 1 | 1 | 1 | 1
World | HHI_Scrap_EAF | Heat_High_Industrial | 1 | bar: 2018 to 2050
World | HHI_H2DRI_EAF | Heat_High_Industrial | 1 | bar: 2018 to 2050
World | HHI_Molten_Electrolysis | Heat_High_Industrial | 1 | bar: 2018 to 2050
World | HHI_Bio_BF_BOF | Heat_High_Industrial | 1 | bar: 2018 to 2050
World | HHI_Bio_BF_BOF | Heat_High_Industrial | 2 | bar: 2018 to 2050
World | HHI_Bio_BF_BOF | Heat_High_Industrial | 3 | bar: 2018 to 2050
World | HHI_BF_BOF_CCS | Heat_High_Industrial | 1 | bar: 2018 to 2050
World | HHI_BF_BOF_CCS | Heat_High_Industrial | 2 | bar: 2018 to 2050
World | HHI_BF_BOF_CCS | Heat_High_Industrial | 3 | bar: 2018 to 2050
World | HHI_BF_BOF_CCS | Heat_High_Industrial | 4 | bar: 2018 to 2050
World | HHI_DRI_EAF_CCS | Heat_High_Industrial | 1 | bar: 2018 to 2050
World | HLI_Biomass_CHP_CCS | Heat_Low_Industrial | 1 | bar: 2018 to 2050
World | HLI_Hardcoal_CHP_CCS | Heat_Low_Industrial | 1 | bar: 2018 to 2050
World | HLI_Lignite_CHP_CCS | Heat_Low_Industrial | 1 | bar: 2018 to 2050
World | HLR_Biomass_CHP_CCS | Heat_Low_Residential | 1 | bar: 2018 to 2050
World | HLR_Hardcoal_CHP_CCS | Heat_Low_Residential | 1 | bar: 2018 to 2050
World | HLR_Lignite_CHP_CCS | Heat_Low_Residential | 1 | bar: 2018 to 2050
World | HLI_Biomass_CHP_CCS | Power | 1 | 0.31 | 0.31 | 0.31 | 0.31 | 0.31 | 0.31 | 0.31 | 0.31
World | HLI_Hardcoal_CHP_CCS | Power | 1 | 0.31 | 0.31 | 0.31 | 0.31 | 0.31 | 0.31 | 0.31 | 0.31
World | HLI_Lignite_CHP_CCS | Power | 1 | 0.31 | 0.31 | 0.31 | 0.31 | 0.31 | 0.31 | 0.31 | 0.31
World | HLR_Biomass_CHP | Power | 1 | 0.31 | 0.31 | 0.31 | 0.31 | 0.31 | 0.31 | 0.31 | 0.31
World | HLR_Biomass_CHP_CCS | Power | 1 | 0.31 | 0.31 | 0.31 | 0.31 | 0.31 | 0.31 | 0.31 | 0.31
World | HLR_Hardcoal_CHP_CCS | Power | 1 | 0.31 | 0.31 | 0.31 | 0.31 | 0.31 | 0.31 | 0.31 | 0.31
World | HLR_Lignite_CHP_CCS | Power | 1 | 0.31 | 0.31 | 0.31 | 0.31 | 0.31 | 0.31 | 0.31 | 0.31
World | HMI_Gas_CCS | Heat_Medium_Industrial | 1 | bar: 2018 to 2050
World | HMI_HardCoal_CCS | Heat_Medium_Industrial | 1 | bar: 2018 to 2050
World | P_Coal_Hardcoal_CCS | Power | 1 | bar: 2018 to 2050
World | P_Coal_Lignite_CCS | Power | 1 | bar: 2018 to 2050
World | P_Gas_CCS | Power | 1 | bar: 2018 to 2050
World | X_SMR | H2 | 1 | bar: 2018 to 2050
World | X_SMR_CCS | H2 | 1 | bar: 2018 to 2050
World | A_Air | Air | 1 | bar: 2018 to 2050
World | HLR_H2_Boiler | Heat_Low_Residential | 1 | bar: 2018 to 2050
World | HLI_H2_Boiler | Heat_Low_Industrial | 1 | bar: 2018 to 2050
World | X_Biofuel | Biofuel | 1 | bar: 2018 to 2050
World | X_Powerfuel | Powerfuel | 1 | bar: 2018 to 2050
World | X_Powerfuel | Powerfuel | 2 | bar: 2018 to 2050
World | RES_Grass | Biomass | 1 | bar: 2018 to 2050
World | RES_Wood | Biomass | 1 | bar: 2018 to 2050
World | RES_Residues | Biomass | 1 | bar: 2018 to 2050
World | RES_Paper_Cardboard | Biomass | 1 | bar: 2018 to 2050
World | RES_Roundwood | Biomass | 1 | bar: 2018 to 2050
World | RES_Biogas | Gas_Bio | 1 | bar: 2018 to 2050
World | X_Gasifier | H2 | 4 | bar: 2018 to 2050
World | X_Gasifier | Gas_Synth | 3 | bar: 2018 to 2050
World | X_Gasifier | Gas_Bio | 2 | bar: 2018 to 2050
World | X_Gasifier | Gas_Natural | 1 | bar: 2018 to 2050
World | X_Liquifier | LH2 | 4 | bar: 2018 to 2050
World | X_Liquifier | LSG | 3 | bar: 2018 to 2050
World | X_Liquifier | LBG | 2 | bar: 2018 to 2050
World | X_Liquifier | LNG | 1 | bar: 2018 to 2050
World | FRT_Road_LNG | Mobility_Freight | 1 | bar: 2018 to 2050
World | FRT_Ship_LNG | Mobility_Freight | 1 | bar: 2018 to 2050
World | PSNG_Road_LNG | Mobility_Passenger | 1 | bar: 2018 to 2050
World | Z_Import_LNG | LNG | 1 | bar: 2018 to 2050
World | CHP_Biomass_CCS | CCS | 1 | 0.25667 | 0.24063 | 0.23692 | 0.23333 | 0.22985 | 0.22647 | 0.22319 | 0.22
World | P_Biomass_CCS | CCS | 1 | 0.22647 | 0.22 | 0.2169 | 0.12833 | 0.20811 | 0.20263 | 0.20263 | 0.20263
World | HHI_BF_BOF_CCS | CCS | 1 | 0.025683 | 0.02535 | 0.025016 | 0.024683 | 0.024349 | 0.024016 | 0.023682 | 0.023348
World | HHI_BF_BOF_CCS | CCS | 2 | 0.020879 | 0.020607 | 0.020336 | 0.020065 | 0.019794 | 0.019523 | 0.019252 | 0.01898
World | HHI_BF_BOF_CCS | CCS | 3 | 0.018183 | 0.017947 | 0.017711 | 0.017474 | 0.017238 | 0.017002 | 0.016766 | 0.01653
World | HHI_BF_BOF_CCS | CCS | 4 | 0.018183 | 0.017947 | 0.017711 | 0.017474 | 0.017238 | 0.017002 | 0.016766 | 0.01653
World | HHI_DRI_EAF_CCS | CCS | 1 | 0.016622 | 0.016226 | 0.015831 | 0.015435 | 0.015039 | 0.014643 | 0.014248 | 0.013852
World | HLI_Biomass_CHP_CCS | CCS | 1 | 0.11846 | 0.10365 | 0.098718 | 0.097484 | 0.096867 | 0.096558 | 0.096404 | 0.09625
World | HLI_Hardcoal_CHP_CCS | CCS | 1 | 0.01892 | 0.01892 | 0.01892 | 0.01892 | 0.01892 | 0.01892 | 0.01892 | 0.01892
World | HLI_Lignite_CHP_CCS | CCS | 1 | 0.0202 | 0.0202 | 0.0202 | 0.0202 | 0.0202 | 0.0202 | 0.0202 | 0.0202
World | HLR_Biomass_CHP_CCS | CCS | 1 | 0.11846 | 0.10365 | 0.098718 | 0.097484 | 0.096867 | 0.096558 | 0.096404 | 0.09625
World | HLR_Hardcoal_CHP_CCS | CCS | 1 | 0.01892 | 0.01892 | 0.01892 | 0.01892 | 0.01892 | 0.01892 | 0.01892 | 0.01892
World | HLR_Lignite_CHP_CCS | CCS | 1 | 0.0202 | 0.0202 | 0.0202 | 0.0202 | 0.0202 | 0.0202 | 0.0202 | 0.0202
World | HMI_Gas_CCS | CCS | 1 | 0.0073978 | 0.0073978 | 0.0073978 | 0.0073978 | 0.0073978 | 0.0073978 | 0.0073978 | 0.0073978
World | HMI_HardCoal_CCS | CCS | 1 | 0.016079 | 0.016079 | 0.016079 | 0.016079 | 0.016079 | 0.016079 | 0.016079 | 0.016079
World | P_Coal_Hardcoal_CCS | CCS | 1 | 0.029011 | 0.028523 | 0.028036 | 0.027548 | 0.02706 | 0.026573 | 0.026085 | 0.025598
World | P_Coal_Lignite_CCS | CCS | 1 | 0.028857 | 0.026933 | 0.026348 | 0.025787 | 0.025787 | 0.025787 | 0.025787 | 0.025787
World | P_Gas_CCS | CCS | 1 | 0.019572 | 0.01892 | 0.01861 | 0.01831 | 0.01831 | 0.01831 | 0.018163 | 0.018019
World | X_SMR_CCS | CCS | 1 | 0.01122 | 0.010151 | 0.0097952 | 0.0097062 | 0.0096617 | 0.0096394 | 0.0096283 | 0.0096171
World | P_H2_OCGT | Power | 1 | bar: 2018 to 2050
World | X_DAC_LT | DAC_Dummy | 1 | bar: 2018 to 2050
World | X_DAC_HT | DAC_Dummy | 1 | bar: 2018 to 2050
World | Z_Import_H2 | H2 | 1 | bar: 2018 to 2050
World | Z_ETS_Sell | ETS | 1 | bar: 2018 to 2050
World | Z_ETS_Sell | ETS_Source | 2 | bar: 2018 to 2050
World | CHP_Biomass_Solid | Power | 1 | bar: 2018 to 2050
World | CHP_Coal_Hardcoal | Power | 1 | bar: 2018 to 2050
World | CHP_Coal_Lignite | Power | 1 | bar: 2018 to 2050
World | CHP_Gas_CCGT_Natural | Power | 1 | bar: 2018 to 2050
World | CHP_Gas_CCGT_Biogas | Power | 1 | bar: 2018 to 2050
World | CHP_Gas_CCGT_SynGas | Power | 1 | bar: 2018 to 2050
World | CHP_Biomass_Solid_CCS | Power | 1 | bar: 2018 to 2050
World | CHP_Coal_Hardcoal_CCS | Power | 1 | bar: 2018 to 2050
World | CHP_Coal_Lignite_CCS | Power | 1 | bar: 2018 to 2050
World | CHP_Gas_CCGT_Natural_CCS | Power | 1 | bar: 2018 to 2050
World | CHP_Gas_CCGT_Biogas_CCS | Power | 1 | bar: 2018 to 2050
World | CHP_Biomass_Solid | Power | 2 | bar: 2018 to 2050
World | CHP_Coal_Hardcoal | Power | 2 | bar: 2018 to 2050
World | CHP_Coal_Lignite | Power | 2 | bar: 2018 to 2050
World | CHP_Gas_CCGT_Natural | Power | 2 | bar: 2018 to 2050
World | CHP_Gas_CCGT_Biogas | Power | 2 | bar: 2018 to 2050
World | CHP_Gas_CCGT_SynGas | Power | 2 | bar: 2018 to 2050
World | CHP_Biomass_Solid_CCS | Power | 2 | bar: 2018 to 2050
World | CHP_Coal_Hardcoal_CCS | Power | 2 | bar: 2018 to 2050
World | CHP_Coal_Lignite_CCS | Power | 2 | bar: 2018 to 2050
World | CHP_Gas_CCGT_Natural_CCS | Power | 2 | bar: 2018 to 2050
World | CHP_Gas_CCGT_Biogas_CCS | Power | 2 | bar: 2018 to 2050
World | CHP_Hydrogen_FuelCell | Power | 2 | 0.5 | 0.5 | 0.5 | 0.5 | 0.5 | 0.5 | 0.5 | 0.5
World | CHP_Biomass_Solid | Heat_District | 2 | 2.568 | 2.568 | 2.568 | 2.568 | 2.568 | 2.568 | 2.568 | 2.568
World | CHP_Coal_Hardcoal | Heat_District | 2 | 1.531 | 1.531 | 1.531 | 1.531 | 1.531 | 1.531 | 1.531 | 1.531
World | CHP_Coal_Lignite | Heat_District | 2 | 1.651 | 1.651 | 1.651 | 1.651 | 1.651 | 1.651 | 1.651 | 1.651
World | CHP_Gas_CCGT_Natural | Heat_District | 2 | 1.006 | 1.006 | 1.006 | 1.006 | 1.006 | 1.006 | 1.006 | 1.006
World | CHP_Gas_CCGT_Biogas | Heat_District | 2 | 1.006 | 1.006 | 1.006 | 1.006 | 1.006 | 1.006 | 1.006 | 1.006
World | CHP_Gas_CCGT_SynGas | Heat_District | 2 | 1.006 | 1.006 | 1.006 | 1.006 | 1.006 | 1.006 | 1.006 | 1.006
World | CHP_Biomass_Solid_CCS | Heat_District | 2 | 2.568 | 2.568 | 2.568 | 2.568 | 2.568 | 2.568 | 2.568 | 2.568
World | CHP_Coal_Hardcoal_CCS | Heat_District | 2 | 1.832 | 1.832 | 1.832 | 1.832 | 1.832 | 1.832 | 1.832 | 1.832
World | CHP_Coal_Lignite_CCS | Heat_District | 2 | 1.006 | 1.006 | 1.006 | 1.006 | 1.006 | 1.006 | 1.006 | 1.006
World | CHP_Gas_CCGT_Natural_CCS | Heat_District | 2 | 1.006 | 1.006 | 1.006 | 1.006 | 1.006 | 1.006 | 1.006 | 1.006
World | CHP_Gas_CCGT_Biogas_CCS | Heat_District | 2 | 1.006 | 1.006 | 1.006 | 1.006 | 1.006 | 1.006 | 1.006 | 1.006
World | CHP_Hydrogen_FuelCell | Heat_District | 2 | 0.4 | 0.4 | 0.4 | 0.4 | 0.4 | 0.4 | 0.4 | 0.4
World | HLI_Convert_DH | Heat_Low_Industrial | 1 | bar: 2018 to 2050
World | HLR_Convert_DH | Heat_Low_Residential | 1 | bar: 2018 to 2050
World | CHP_Oil | Power | 1 | bar: 2018 to 2050
World | CHP_Oil | Power | 2 | bar: 2018 to 2050
World | CHP_Oil | Heat_District | 2 | 1.651 | 1.651 | 1.651 | 1.651 | 1.651 | 1.651 | 1.651 | 1.651
World | Res_PV_Utility_Tracking | Power | 1 | bar: 2018 to 2050
World | P_Gas_CCGT | Power | 1 | bar: 2018 to 2050
World | P_Gas_OCGT | Power | 1 | bar: 2018 to 2050
World | P_Gas_Engines | Power | 1 | bar: 2018 to 2050
World | P_Gas_CCGT | Power | 2 | bar: 2018 to 2050
World | P_Gas_OCGT | Power | 2 | bar: 2018 to 2050
World | P_Gas_Engines | Power | 2 | bar: 2018 to 2050
World | P_Gas_CCGT | Power | 3 | bar: 2018 to 2050
World | P_Gas_OCGT | Power | 3 | bar: 2018 to 2050
World | P_Gas_Engines | Power | 3 | bar: 2018 to 2050
GrandeTerreNorth | A_Rooftop_Commercial | Area_Rooftop_Commercial | 1 | bar: 2018 to 2050
GrandeTerreNorth | A_Rooftop_Residential | Area_Rooftop_Residential | 1 | bar: 2018 to 2050
GrandeTerreNorth | D_Battery_Li-Ion | Power | 2 | bar: 2018 to 2050
GrandeTerreNorth | D_Battery_Redox | Power | 2 | bar: 2018 to 2050
GrandeTerreNorth | D_Gas_H2 | H2 | 2 | bar: 2018 to 2050
GrandeTerreNorth | D_Gas_Methane | Gas_Natural | 2 | bar: 2018 to 2050
GrandeTerreNorth | D_Heat_HLI | Heat_Low_Industrial | 2 | bar: 2018 to 2050
GrandeTerreNorth | D_Heat_HLR | Heat_Low_Residential | 2 | bar: 2018 to 2050
GrandeTerreNorth | D_PHS | Power | 2 | bar: 2018 to 2050
GrandeTerreNorth | D_PHS_Residual | Power | 2 | bar: 2018 to 2050
GrandeTerreNorth | D_CAES | Power | 2 | bar: 2018 to 2050
GrandeTerreNorth | FRT_Rail_Conv | Mobility_Freight | 1 | bar: 2018 to 2050
GrandeTerreNorth | FRT_Rail_Conv | Mobility_Freight | 2 | bar: 2018 to 2050
GrandeTerreNorth | FRT_Rail_Conv | Mobility_Freight | 3 | bar: 2018 to 2050
GrandeTerreNorth | FRT_Rail_Electric | Mobility_Freight | 1 | bar: 2018 to 2050
GrandeTerreNorth | FRT_Road_OH | Mobility_Freight | 1 | bar: 2018 to 2050
GrandeTerreNorth | FRT_Road_BEV | Mobility_Freight | 1 | bar: 2018 to 2050
GrandeTerreNorth | FRT_Road_H2 | Mobility_Freight | 1 | bar: 2018 to 2050
GrandeTerreNorth | FRT_Road_ICE | Mobility_Freight | 1 | bar: 2018 to 2050
GrandeTerreNorth | FRT_Road_PHEV | Mobility_Freight | 1 | bar: 2018 to 2050
GrandeTerreNorth | FRT_Road_ICE | Mobility_Freight | 2 | bar: 2018 to 2050
GrandeTerreNorth | FRT_Road_ICE | Mobility_Freight | 3 | bar: 2018 to 2050
GrandeTerreNorth | FRT_Road_PHEV | Mobility_Freight | 2 | bar: 2018 to 2050
GrandeTerreNorth | FRT_Road_PHEV | Mobility_Freight | 3 | bar: 2018 to 2050
GrandeTerreNorth | FRT_Ship_Bio | Mobility_Freight | 1 | bar: 2018 to 2050
GrandeTerreNorth | FRT_Ship_Conv | Mobility_Freight | 1 | bar: 2018 to 2050
GrandeTerreNorth | FRT_Ship_Conv | Mobility_Freight | 2 | bar: 2018 to 2050
GrandeTerreNorth | P_Coal_Hardcoal | Power | 1 | bar: 2018 to 2050
GrandeTerreNorth | P_Coal_Lignite | Power | 1 | bar: 2018 to 2050
GrandeTerreNorth | P_Gas | Power | 1 | bar: 2018 to 2050
GrandeTerreNorth | P_Nuclear | Power | 1 | bar: 2018 to 2050
GrandeTerreNorth | P_Oil | Power | 1 | bar: 2018 to 2050
GrandeTerreNorth | P_Biomass | Power | 1 | bar: 2018 to 2050
GrandeTerreNorth | PSNG_Air_Bio | Mobility_Passenger | 1 | bar: 2018 to 2050
GrandeTerreNorth | PSNG_Air_Conv | Mobility_Passenger | 1 | bar: 2018 to 2050
GrandeTerreNorth | PSNG_Air_Conv | Mobility_Passenger | 2 | bar: 2018 to 2050
GrandeTerreNorth | PSNG_Air_H2 | Mobility_Passenger | 1 | bar: 2018 to 2050
GrandeTerreNorth | PSNG_Rail_Conv | Mobility_Passenger | 1 | bar: 2018 to 2050
GrandeTerreNorth | PSNG_Rail_Conv | Mobility_Passenger | 2 | bar: 2018 to 2050
GrandeTerreNorth | PSNG_Rail_Conv | Mobility_Passenger | 3 | bar: 2018 to 2050
GrandeTerreNorth | PSNG_Rail_Electric | Mobility_Passenger | 1 | bar: 2018 to 2050
GrandeTerreNorth | PSNG_Road_BEV | Mobility_Passenger | 1 | bar: 2018 to 2050
GrandeTerreNorth | PSNG_Road_H2 | Mobility_Passenger | 1 | bar: 2018 to 2050
GrandeTerreNorth | PSNG_Road_ICE | Mobility_Passenger | 1 | bar: 2018 to 2050
GrandeTerreNorth | PSNG_Road_ICE | Mobility_Passenger | 2 | bar: 2018 to 2050
GrandeTerreNorth | PSNG_Road_ICE | Mobility_Passenger | 3 | bar: 2018 to 2050
GrandeTerreNorth | PSNG_Road_PHEV | Mobility_Passenger | 1 | bar: 2018 to 2050
GrandeTerreNorth | PSNG_Road_PHEV | Mobility_Passenger | 2 | bar: 2018 to 2050
GrandeTerreNorth | PSNG_Road_PHEV | Mobility_Passenger | 3 | bar: 2018 to 2050
GrandeTerreNorth | R_Coal_Hardcoal | Hardcoal | 1 | bar: 2018 to 2050
GrandeTerreNorth | R_Coal_Lignite | Lignite | 1 | bar: 2018 to 2050
GrandeTerreNorth | R_Gas | Gas_Natural | 1 | bar: 2018 to 2050
GrandeTerreNorth | R_Nuclear | Nuclear | 1 | bar: 2018 to 2050
GrandeTerreNorth | R_Oil | Oil | 1 | bar: 2018 to 2050
GrandeTerreNorth | RES_CSP | Power | 1 | bar: 2018 to 2050
GrandeTerreNorth | RES_CSP_Storage | Power | 1 | bar: 2018 to 2050
GrandeTerreNorth | RES_Geothermal | Power | 1 | bar: 2018 to 2050
GrandeTerreNorth | RES_Hydro_Large | Power | 1 | bar: 2018 to 2050
GrandeTerreNorth | RES_Hydro_Small | Power | 1 | bar: 2018 to 2050
GrandeTerreNorth | RES_Ocean | Power | 1 | bar: 2018 to 2050
GrandeTerreNorth | RES_PV_Rooftop_Commercial | Power | 1 | bar: 2018 to 2050
GrandeTerreNorth | RES_PV_Rooftop_Residential | Power | 1 | bar: 2018 to 2050
GrandeTerreNorth | RES_PV_Utility_Avg | Power | 1 | bar: 2018 to 2050
GrandeTerreNorth | RES_PV_Utility_Inf | Power | 1 | bar: 2018 to 2050
GrandeTerreNorth | RES_PV_Utility_Opt | Power | 1 | bar: 2018 to 2050
GrandeTerreNorth | RES_Wind_Offshore_Transitional | Power | 1 | bar: 2018 to 2050
GrandeTerreNorth | RES_Wind_Offshore_Shallow | Power | 1 | bar: 2018 to 2050
GrandeTerreNorth | RES_Wind_Offshore_Deep | Power | 1 | bar: 2018 to 2050
GrandeTerreNorth | RES_Wind_Onshore_Avg | Power | 1 | bar: 2018 to 2050
GrandeTerreNorth | RES_Wind_Onshore_Inf | Power | 1 | bar: 2018 to 2050
GrandeTerreNorth | RES_Wind_Onshore_Opt | Power | 1 | bar: 2018 to 2050
GrandeTerreNorth | RES_Biomass | Biomass | 1 | bar: 2018 to 2050
GrandeTerreNorth | X_Electrolysis | H2 | 1 | bar: 2018 to 2050
GrandeTerreNorth | X_Fuel_Cell | Power | 1 | bar: 2018 to 2050
GrandeTerreNorth | X_Fuel_Cell | Power | 2 | 0.6 | 0.6 | 0.6 | 0.6 | 0.6 | 0.6 | 0.6 | 0.6
GrandeTerreNorth | X_Fuel_Cell | Heat_Low | 2 | 0.4 | 0.4 | 0.4 | 0.4 | 0.4 | 0.4 | 0.4 | 0.4
GrandeTerreNorth | X_Methanation | Gas_Synth | 1 | bar: 2018 to 2050
GrandeTerreNorth | X_Methanation | Gas_Bio | 2 | bar: 2018 to 2050
GrandeTerreNorth | Z_Import_Oil | Oil | 1 | bar: 2018 to 2050
GrandeTerreNorth | Z_Import_Hardcoal | Hardcoal | 1 | bar: 2018 to 2050
GrandeTerreNorth | Z_Import_Gas | Gas_Natural | 1 | bar: 2018 to 2050
GrandeTerreNorth | CHP_Biomass_CCS | Heat_Low | 1 | 0.7 | 0.7 | 0.7 | 0.7 | 0.7 | 0.7 | 0.7 | 0.7
GrandeTerreNorth | CHP_Biomass_CCS | Power | 1 | 0.55 | 0.55 | 0.55 | 0.55 | 0.55 | 0.55 | 0.55 | 0.55
GrandeTerreNorth | P_Biomass_CCS | Power | 1 | bar: 2018 to 2050
GrandeTerreNorth | A_CCS_Capacity | CCS | 1 | bar: 2018 to 2050
GrandeTerreNorth | P_Gas | Power | 2 | bar: 2018 to 2050
GrandeTerreNorth | P_Gas | Power | 3 | bar: 2018 to 2050
GrandeTerreNorth | HLR_Gas_Boiler | Heat_Low_Residential | 1 | bar: 2018 to 2050
GrandeTerreNorth | HLR_Gas_Boiler | Heat_Low_Residential | 2 | bar: 2018 to 2050
GrandeTerreNorth | HLR_Gas_Boiler | Heat_Low_Residential | 3 | bar: 2018 to 2050
GrandeTerreNorth | HLR_Gas_CHP | Power | 1 | 0.31 | 0.31 | 0.31 | 0.31 | 0.31 | 0.31 | 0.31 | 0.31
GrandeTerreNorth | HLR_Gas_CHP | Heat_Low_Residential | 1 | bar: 2018 to 2050
GrandeTerreNorth | HLR_Gas_CHP | Power | 2 | 0.31 | 0.31 | 0.31 | 0.31 | 0.31 | 0.31 | 0.31 | 0.31
GrandeTerreNorth | HLR_Gas_CHP | Heat_Low_Residential | 2 | bar: 2018 to 2050
GrandeTerreNorth | HLR_Gas_CHP | Power | 3 | 0.31 | 0.31 | 0.31 | 0.31 | 0.31 | 0.31 | 0.31 | 0.31
GrandeTerreNorth | HLR_Gas_CHP | Heat_Low_Residential | 3 | bar: 2018 to 2050
GrandeTerreNorth | HLR_Biomass | Heat_Low_Residential | 1 | bar: 2018 to 2050
GrandeTerreNorth | HLR_Biomass_CHP | Heat_Low_Residential | 1 | bar: 2018 to 2050
GrandeTerreNorth | HLR_Biomass_CHP | Heat_Low_Residential | 1 | bar: 2018 to 2050
GrandeTerreNorth | HLR_Hardcoal | Heat_Low_Residential | 1 | bar: 2018 to 2050
GrandeTerreNorth | HLR_Lignite | Heat_Low_Residential | 1 | bar: 2018 to 2050
GrandeTerreNorth | HLR_Hardcoal_CHP | Power | 1 | 0.31 | 0.31 | 0.31 | 0.31 | 0.31 | 0.31 | 0.31 | 0.31
GrandeTerreNorth | HLR_Hardcoal_CHP | Heat_Low_Residential | 1 | bar: 2018 to 2050
GrandeTerreNorth | HLR_Lignite_CHP | Power | 1 | 0.31 | 0.31 | 0.31 | 0.31 | 0.31 | 0.31 | 0.31 | 0.31
GrandeTerreNorth | HLR_Lignite_CHP | Heat_Low_Residential | 1 | bar: 2018 to 2050
GrandeTerreNorth | HLR_Direct_Electric | Heat_Low_Residential | 1 | bar: 2018 to 2050
GrandeTerreNorth | HLR_Solar_Thermal | Heat_Low_Residential | 1 | bar: 2018 to 2050
GrandeTerreNorth | HLR_Heatpump_Aerial | Heat_Low_Residential | 1 | bar: 2018 to 2050
GrandeTerreNorth | HLR_Heatpump_Ground | Heat_Low_Residential | 1 | bar: 2018 to 2050
GrandeTerreNorth | HLR_Geothermal | Heat_Low_Residential | 1 | bar: 2018 to 2050
GrandeTerreNorth | HLR_Oil_Boiler | Heat_Low_Residential | 1 | bar: 2018 to 2050
GrandeTerreNorth | HLI_Gas_Boiler | Heat_Low_Industrial | 1 | bar: 2018 to 2050
GrandeTerreNorth | HLI_Gas_Boiler | Heat_Low_Industrial | 2 | bar: 2018 to 2050
GrandeTerreNorth | HLI_Gas_Boiler | Heat_Low_Industrial | 3 | bar: 2018 to 2050
GrandeTerreNorth | HLI_Gas_CHP | Power | 1 | 0.31 | 0.31 | 0.31 | 0.31 | 0.31 | 0.31 | 0.31 | 0.31
GrandeTerreNorth | HLI_Gas_CHP | Heat_Low_Industrial | 1 | bar: 2018 to 2050
GrandeTerreNorth | HLI_Gas_CHP | Power | 2 | 0.31 | 0.31 | 0.31 | 0.31 | 0.31 | 0.31 | 0.31 | 0.31
GrandeTerreNorth | HLI_Gas_CHP | Heat_Low_Industrial | 2 | bar: 2018 to 2050
GrandeTerreNorth | HLI_Gas_CHP | Power | 3 | 0.31 | 0.31 | 0.31 | 0.31 | 0.31 | 0.31 | 0.31 | 0.31
GrandeTerreNorth | HLI_Gas_CHP | Heat_Low_Industrial | 3 | bar: 2018 to 2050
GrandeTerreNorth | HLI_Biomass | Heat_Low_Industrial | 1 | bar: 2018 to 2050
GrandeTerreNorth | HLI_Biomass_CHP | Power | 1 | 0.31 | 0.31 | 0.31 | 0.31 | 0.31 | 0.31 | 0.31 | 0.31
GrandeTerreNorth | HLI_Biomass_CHP | Heat_Low_Industrial | 1 | bar: 2018 to 2050
GrandeTerreNorth | HLI_Hardcoal | Heat_Low_Industrial | 1 | bar: 2018 to 2050
GrandeTerreNorth | HLI_Lignite | Heat_Low_Industrial | 1 | bar: 2018 to 2050
GrandeTerreNorth | HLI_Hardcoal_CHP | Power | 1 | 0.31 | 0.31 | 0.31 | 0.31 | 0.31 | 0.31 | 0.31 | 0.31
GrandeTerreNorth | HLI_Hardcoal_CHP | Heat_Low_Industrial | 1 | bar: 2018 to 2050
GrandeTerreNorth | HLI_Lignite_CHP | Power | 1 | 0.31 | 0.31 | 0.31 | 0.31 | 0.31 | 0.31 | 0.31 | 0.31
GrandeTerreNorth | HLI_Lignite_CHP | Heat_Low_Industrial | 1 | bar: 2018 to 2050
GrandeTerreNorth | HLI_Solar_Thermal | Heat_Low_Industrial | 1 | bar: 2018 to 2050
GrandeTerreNorth | HLI_Fuelcell | Power | 1 | bar: 2018 to 2050
GrandeTerreNorth | HLI_Fuelcell | Power | 1 | 0.6 | 0.6 | 0.6 | 0.6 | 0.6 | 0.6 | 0.6 | 0.6
GrandeTerreNorth | HLI_Fuelcell | Heat_Low_Industrial | 2 | 0.4 | 0.4 | 0.4 | 0.4 | 0.4 | 0.4 | 0.4 | 0.4
GrandeTerreNorth | HLI_Geothermal | Heat_Low_Industrial | 1 | bar: 2018 to 2050
GrandeTerreNorth | HLI_Oil_Boiler | Heat_Low_Industrial | 1 | bar: 2018 to 2050
GrandeTerreNorth | HLI_Oil_CHP | Heat_Low_Industrial | 1 | bar: 2018 to 2050
GrandeTerreNorth | HLI_Oil_CHP | Power | 1 | 0.31 | 0.31 | 0.31 | 0.31 | 0.31 | 0.31 | 0.31 | 0.31
GrandeTerreNorth | HLI_Direct_Electric | Heat_Low_Industrial | 1 | bar: 2018 to 2050
GrandeTerreNorth | HMI_Gas | Heat_Medium_Industrial | 1 | bar: 2018 to 2050
GrandeTerreNorth | HMI_Gas | Heat_Medium_Industrial | 2 | bar: 2018 to 2050
GrandeTerreNorth | HMI_Gas | Heat_Medium_Industrial | 3 | bar: 2018 to 2050
GrandeTerreNorth | HMI_H2 | Heat_Medium_Industrial | 1 | bar: 2018 to 2050
GrandeTerreNorth | HMI_Biomass | Heat_Medium_Industrial | 1 | bar: 2018 to 2050
GrandeTerreNorth | HMI_HardCoal | Heat_Medium_Industrial | 1 | bar: 2018 to 2050
GrandeTerreNorth | HMI_Steam_Electric | Heat_Medium_Industrial | 1 | bar: 2018 to 2050
GrandeTerreNorth | HMI_Oil | Heat_Medium_Industrial | 1 | bar: 2018 to 2050
GrandeTerreNorth | HHI_BF_BOF | Heat_High_Industrial | 1 | bar: 2018 to 2050
GrandeTerreNorth | HHI_BF_BOF | Heat_High_Industrial | 2 | 0 | 1 | 1 | 1 | 1 | 1 | 1 | 1
GrandeTerreNorth | HHI_BF_BOF | Heat_High_Industrial | 3 | 0 | 1 | 1 | 1 | 1 | 1 | 1 | 1
GrandeTerreNorth | HHI_BF_BOF | Heat_High_Industrial | 4 | 0 | 1 | 1 | 1 | 1 | 1 | 1 | 1
GrandeTerreNorth | HHI_DRI_EAF | Heat_High_Industrial | 1 | bar: 2018 to 2050
GrandeTerreNorth | HHI_DRI_EAF | Heat_High_Industrial | 2 | 0 | 1 | 1 | 1 | 1 | 1 | 1 | 1
GrandeTerreNorth | HHI_DRI_EAF | Heat_High_Industrial | 3 | 0 | 1 | 1 | 1 | 1 | 1 | 1 | 1
GrandeTerreNorth | HHI_Scrap_EAF | Heat_High_Industrial | 1 | bar: 2018 to 2050
GrandeTerreNorth | HHI_H2DRI_EAF | Heat_High_Industrial | 1 | bar: 2018 to 2050
GrandeTerreNorth | HHI_Molten_Electrolysis | Heat_High_Industrial | 1 | bar: 2018 to 2050
GrandeTerreNorth | HHI_Bio_BF_BOF | Heat_High_Industrial | 1 | bar: 2018 to 2050
GrandeTerreNorth | HHI_Bio_BF_BOF | Heat_High_Industrial | 2 | bar: 2018 to 2050
GrandeTerreNorth | HHI_Bio_BF_BOF | Heat_High_Industrial | 3 | bar: 2018 to 2050
GrandeTerreNorth | HHI_BF_BOF_CCS | Heat_High_Industrial | 1 | bar: 2018 to 2050
GrandeTerreNorth | HHI_BF_BOF_CCS | Heat_High_Industrial | 2 | bar: 2018 to 2050
GrandeTerreNorth | HHI_BF_BOF_CCS | Heat_High_Industrial | 3 | bar: 2018 to 2050
GrandeTerreNorth | HHI_BF_BOF_CCS | Heat_High_Industrial | 4 | bar: 2018 to 2050
GrandeTerreNorth | HHI_DRI_EAF_CCS | Heat_High_Industrial | 1 | bar: 2018 to 2050
GrandeTerreNorth | HLI_Biomass_CHP_CCS | Heat_Low_Industrial | 1 | bar: 2018 to 2050
GrandeTerreNorth | HLI_Hardcoal_CHP_CCS | Heat_Low_Industrial | 1 | bar: 2018 to 2050
GrandeTerreNorth | HLI_Lignite_CHP_CCS | Heat_Low_Industrial | 1 | bar: 2018 to 2050
GrandeTerreNorth | HLR_Biomass_CHP_CCS | Heat_Low_Residential | 1 | bar: 2018 to 2050
GrandeTerreNorth | HLR_Hardcoal_CHP_CCS | Heat_Low_Residential | 1 | bar: 2018 to 2050
GrandeTerreNorth | HLR_Lignite_CHP_CCS | Heat_Low_Residential | 1 | bar: 2018 to 2050
GrandeTerreNorth | HLI_Biomass_CHP_CCS | Power | 1 | 0.31 | 0.31 | 0.31 | 0.31 | 0.31 | 0.31 | 0.31 | 0.31
GrandeTerreNorth | HLI_Hardcoal_CHP_CCS | Power | 1 | 0.31 | 0.31 | 0.31 | 0.31 | 0.31 | 0.31 | 0.31 | 0.31
GrandeTerreNorth | HLI_Lignite_CHP_CCS | Power | 1 | 0.31 | 0.31 | 0.31 | 0.31 | 0.31 | 0.31 | 0.31 | 0.31
GrandeTerreNorth | HLR_Biomass_CHP | Power | 1 | 0.31 | 0.31 | 0.31 | 0.31 | 0.31 | 0.31 | 0.31 | 0.31
GrandeTerreNorth | HLR_Biomass_CHP_CCS | Power | 1 | 0.31 | 0.31 | 0.31 | 0.31 | 0.31 | 0.31 | 0.31 | 0.31
GrandeTerreNorth | HLR_Hardcoal_CHP_CCS | Power | 1 | 0.31 | 0.31 | 0.31 | 0.31 | 0.31 | 0.31 | 0.31 | 0.31
GrandeTerreNorth | HLR_Lignite_CHP_CCS | Power | 1 | 0.31 | 0.31 | 0.31 | 0.31 | 0.31 | 0.31 | 0.31 | 0.31
GrandeTerreNorth | HMI_Gas_CCS | Heat_Medium_Industrial | 1 | bar: 2018 to 2050
GrandeTerreNorth | HMI_HardCoal_CCS | Heat_Medium_Industrial | 1 | bar: 2018 to 2050
GrandeTerreNorth | P_Coal_Hardcoal_CCS | Power | 1 | bar: 2018 to 2050
GrandeTerreNorth | P_Coal_Lignite_CCS | Power | 1 | bar: 2018 to 2050
GrandeTerreNorth | P_Gas_CCS | Power | 1 | bar: 2018 to 2050
GrandeTerreNorth | X_SMR | H2 | 1 | bar: 2018 to 2050
GrandeTerreNorth | X_SMR_CCS | H2 | 1 | bar: 2018 to 2050
GrandeTerreNorth | A_Air | Air | 1 | bar: 2018 to 2050
GrandeTerreNorth | HLR_H2_Boiler | Heat_Low_Residential | 1 | bar: 2018 to 2050
GrandeTerreNorth | HLI_H2_Boiler | Heat_Low_Industrial | 1 | bar: 2018 to 2050
GrandeTerreNorth | X_Biofuel | Biofuel | 1 | bar: 2018 to 2050
GrandeTerreNorth | X_Powerfuel | Powerfuel | 1 | bar: 2018 to 2050
GrandeTerreNorth | X_Powerfuel | Powerfuel | 2 | bar: 2018 to 2050
GrandeTerreNorth | RES_Grass | Biomass | 1 | bar: 2018 to 2050
GrandeTerreNorth | RES_Wood | Biomass | 1 | bar: 2018 to 2050
GrandeTerreNorth | RES_Residues | Biomass | 1 | bar: 2018 to 2050
GrandeTerreNorth | RES_Paper_Cardboard | Biomass | 1 | bar: 2018 to 2050
GrandeTerreNorth | RES_Roundwood | Biomass | 1 | bar: 2018 to 2050
GrandeTerreNorth | RES_Biogas | Gas_Bio | 1 | bar: 2018 to 2050
GrandeTerreNorth | X_Gasifier | H2 | 4 | bar: 2018 to 2050
GrandeTerreNorth | X_Gasifier | Gas_Synth | 3 | bar: 2018 to 2050
GrandeTerreNorth | X_Gasifier | Gas_Bio | 2 | bar: 2018 to 2050
GrandeTerreNorth | X_Gasifier | Gas_Natural | 1 | bar: 2018 to 2050
GrandeTerreNorth | X_Liquifier | LH2 | 4 | bar: 2018 to 2050
GrandeTerreNorth | X_Liquifier | LSG | 3 | bar: 2018 to 2050
GrandeTerreNorth | X_Liquifier | LBG | 2 | bar: 2018 to 2050
GrandeTerreNorth | X_Liquifier | LNG | 1 | bar: 2018 to 2050
GrandeTerreNorth | FRT_Road_LNG | Mobility_Freight | 1 | bar: 2018 to 2050
GrandeTerreNorth | FRT_Ship_LNG | Mobility_Freight | 1 | bar: 2018 to 2050
GrandeTerreNorth | PSNG_Road_LNG | Mobility_Passenger | 1 | bar: 2018 to 2050
GrandeTerreNorth | Z_Import_LNG | LNG | 1 | bar: 2018 to 2050
GrandeTerreNorth | CHP_Biomass_CCS | CCS | 1 | 0.25667 | 0.24063 | 0.23692 | 0.23333 | 0.22985 | 0.22647 | 0.22319 | 0.22
GrandeTerreNorth | P_Biomass_CCS | CCS | 1 | 0.22647 | 0.22 | 0.2169 | 0.12833 | 0.20811 | 0.20263 | 0.20263 | 0.20263
GrandeTerreNorth | HHI_BF_BOF_CCS | CCS | 1 | 0.025683 | 0.02535 | 0.025016 | 0.024683 | 0.024349 | 0.024016 | 0.023682 | 0.023348
GrandeTerreNorth | HHI_BF_BOF_CCS | CCS | 2 | 0.020879 | 0.020607 | 0.020336 | 0.020065 | 0.019794 | 0.019523 | 0.019252 | 0.01898
GrandeTerreNorth | HHI_BF_BOF_CCS | CCS | 3 | 0.018183 | 0.017947 | 0.017711 | 0.017474 | 0.017238 | 0.017002 | 0.016766 | 0.01653
GrandeTerreNorth | HHI_BF_BOF_CCS | CCS | 4 | 0.018183 | 0.017947 | 0.017711 | 0.017474 | 0.017238 | 0.017002 | 0.016766 | 0.01653
GrandeTerreNorth | HHI_DRI_EAF_CCS | CCS | 1 | 0.016622 | 0.016226 | 0.015831 | 0.015435 | 0.015039 | 0.014643 | 0.014248 | 0.013852
GrandeTerreNorth | HLI_Biomass_CHP_CCS | CCS | 1 | 0.11846 | 0.10365 | 0.098718 | 0.097484 | 0.096867 | 0.096558 | 0.096404 | 0.09625
GrandeTerreNorth | HLI_Hardcoal_CHP_CCS | CCS | 1 | 0.01892 | 0.01892 | 0.01892 | 0.01892 | 0.01892 | 0.01892 | 0.01892 | 0.01892
GrandeTerreNorth | HLI_Lignite_CHP_CCS | CCS | 1 | 0.0202 | 0.0202 | 0.0202 | 0.0202 | 0.0202 | 0.0202 | 0.0202 | 0.0202
GrandeTerreNorth | HLR_Biomass_CHP_CCS | CCS | 1 | 0.11846 | 0.10365 | 0.098718 | 0.097484 | 0.096867 | 0.096558 | 0.096404 | 0.09625
GrandeTerreNorth | HLR_Hardcoal_CHP_CCS | CCS | 1 | 0.01892 | 0.01892 | 0.01892 | 0.01892 | 0.01892 | 0.01892 | 0.01892 | 0.01892
GrandeTerreNorth | HLR_Lignite_CHP_CCS | CCS | 1 | 0.0202 | 0.0202 | 0.0202 | 0.0202 | 0.0202 | 0.0202 | 0.0202 | 0.0202
GrandeTerreNorth | HMI_Gas_CCS | CCS | 1 | 0.0073978 | 0.0073978 | 0.0073978 | 0.0073978 | 0.0073978 | 0.0073978 | 0.0073978 | 0.0073978
GrandeTerreNorth | HMI_HardCoal_CCS | CCS | 1 | 0.016079 | 0.016079 | 0.016079 | 0.016079 | 0.016079 | 0.016079 | 0.016079 | 0.016079
GrandeTerreNorth | P_Coal_Hardcoal_CCS | CCS | 1 | 0.029011 | 0.028523 | 0.028036 | 0.027548 | 0.02706 | 0.026573 | 0.026085 | 0.025598
GrandeTerreNorth | P_Coal_Lignite_CCS | CCS | 1 | 0.028857 | 0.026933 | 0.026348 | 0.025787 | 0.025787 | 0.025787 | 0.025787 | 0.025787
GrandeTerreNorth | P_Gas_CCS | CCS | 1 | 0.019572 | 0.01892 | 0.01861 | 0.01831 | 0.01831 | 0.01831 | 0.018163 | 0.018019
GrandeTerreNorth | X_SMR_CCS | CCS | 1 | 0.01122 | 0.010151 | 0.0097952 | 0.0097062 | 0.0096617 | 0.0096394 | 0.0096283 | 0.0096171
GrandeTerreNorth | P_H2_OCGT | Power | 1 | bar: 2018 to 2050
GrandeTerreNorth | X_DAC_LT | DAC_Dummy | 1 | bar: 2018 to 2050
GrandeTerreNorth | X_DAC_HT | DAC_Dummy | 1 | bar: 2018 to 2050
GrandeTerreNorth | Z_Import_H2 | H2 | 1 | bar: 2018 to 2050
GrandeTerreNorth | Z_ETS_Sell | ETS | 1 | bar: 2018 to 2050
GrandeTerreNorth | Z_ETS_Sell | ETS_Source | 2 | bar: 2018 to 2050
GrandeTerreNorth | CHP_Biomass_Solid | Power | 1 | [8 empty] | JRC TIMES | Power only | bar: 2018 to 2050
GrandeTerreNorth | CHP_Coal_Hardcoal | Power | 1 | [8 empty] | JRC TIMES | Power only | bar: 2018 to 2050
GrandeTerreNorth | CHP_Coal_Lignite | Power | 1 | [8 empty] | JRC TIMES | Power only | bar: 2018 to 2050
GrandeTerreNorth | CHP_Gas_CCGT_Natural | Power | 1 | [8 empty] | JRC TIMES | Power only | bar: 2018 to 2050
GrandeTerreNorth | CHP_Gas_CCGT_Biogas | Power | 1 | [8 empty] | JRC TIMES | Power only | bar: 2018 to 2050
GrandeTerreNorth | CHP_Gas_CCGT_SynGas | Power | 1 | [8 empty] | JRC TIMES | Power only | bar: 2018 to 2050
GrandeTerreNorth | CHP_Biomass_Solid_CCS | Power | 1 | [8 empty] | JRC TIMES | Power only | bar: 2018 to 2050
GrandeTerreNorth | CHP_Coal_Hardcoal_CCS | Power | 1 | [8 empty] | JRC TIMES | Power only | bar: 2018 to 2050
GrandeTerreNorth | CHP_Coal_Lignite_CCS | Power | 1 | [8 empty] | JRC TIMES | Power only | bar: 2018 to 2050
GrandeTerreNorth | CHP_Gas_CCGT_Natural_CCS | Power | 1 | [8 empty] | JRC TIMES | Power only | bar: 2018 to 2050
GrandeTerreNorth | CHP_Gas_CCGT_Biogas_CCS | Power | 1 | [8 empty] | JRC TIMES | Power only | bar: 2018 to 2050
GrandeTerreNorth | CHP_Biomass_Solid | Power | 2 | [8 empty] | JRC TIMES | Power+Heat | bar: 2018 to 2050
GrandeTerreNorth | CHP_Coal_Hardcoal | Power | 2 | [8 empty] | JRC TIMES | Power+Heat | bar: 2018 to 2050
GrandeTerreNorth | CHP_Coal_Lignite | Power | 2 | [8 empty] | JRC TIMES | Power+Heat | bar: 2018 to 2050
GrandeTerreNorth | CHP_Gas_CCGT_Natural | Power | 2 | [8 empty] | JRC TIMES | Power+Heat | bar: 2018 to 2050
GrandeTerreNorth | CHP_Gas_CCGT_Biogas | Power | 2 | [8 empty] | JRC TIMES | Power+Heat | bar: 2018 to 2050
GrandeTerreNorth | CHP_Gas_CCGT_SynGas | Power | 2 | [8 empty] | JRC TIMES | Power+Heat | bar: 2018 to 2050
GrandeTerreNorth | CHP_Biomass_Solid_CCS | Power | 2 | [8 empty] | JRC TIMES | Power+Heat | bar: 2018 to 2050
GrandeTerreNorth | CHP_Coal_Hardcoal_CCS | Power | 2 | [8 empty] | JRC TIMES | Power+Heat | bar: 2018 to 2050
GrandeTerreNorth | CHP_Coal_Lignite_CCS | Power | 2 | [8 empty] | JRC TIMES | Power+Heat | bar: 2018 to 2050
GrandeTerreNorth | CHP_Gas_CCGT_Natural_CCS | Power | 2 | [8 empty] | JRC TIMES | Power+Heat | bar: 2018 to 2050
GrandeTerreNorth | CHP_Gas_CCGT_Biogas_CCS | Power | 2 | [8 empty] | JRC TIMES | Power+Heat | bar: 2018 to 2050
GrandeTerreNorth | CHP_Hydrogen_FuelCell | Power | 2 | 0.5 | 0.5 | 0.5 | 0.5 | 0.5 | 0.5 | 0.5 | 0.5 | old data (90% eff, Kevin) | Power+Heat
GrandeTerreNorth | CHP_Biomass_Solid | Heat_District | 2 | 2.568 | 2.568 | 2.568 | 2.568 | 2.568 | 2.568 | 2.568 | 2.568 | JRC TIMES | Power+Heat | 2.568 | normalized to power with additional efficiencies
GrandeTerreNorth | CHP_Coal_Hardcoal | Heat_District | 2 | 1.531 | 1.531 | 1.531 | 1.531 | 1.531 | 1.531 | 1.531 | 1.531 | JRC TIMES | Power+Heat | 1.531 | normalized to power with additional efficiencies
GrandeTerreNorth | CHP_Coal_Lignite | Heat_District | 2 | 1.651 | 1.651 | 1.651 | 1.651 | 1.651 | 1.651 | 1.651 | 1.651 | JRC TIMES | Power+Heat | 1.651 | normalized to power with additional efficiencies
GrandeTerreNorth | CHP_Gas_CCGT_Natural | Heat_District | 2 | 1.006 | 1.006 | 1.006 | 1.006 | 1.006 | 1.006 | 1.006 | 1.006 | JRC TIMES | Power+Heat | 1.006 | normalized to power with additional efficiencies
GrandeTerreNorth | CHP_Gas_CCGT_Biogas | Heat_District | 2 | 1.006 | 1.006 | 1.006 | 1.006 | 1.006 | 1.006 | 1.006 | 1.006 | JRC TIMES | Power+Heat | 1.006 | normalized to power with additional efficiencies
GrandeTerreNorth | CHP_Gas_CCGT_SynGas | Heat_District | 2 | 1.006 | 1.006 | 1.006 | 1.006 | 1.006 | 1.006 | 1.006 | 1.006 | JRC TIMES | Power+Heat | 1.006 | normalized to power with additional efficiencies
GrandeTerreNorth | CHP_Biomass_Solid_CCS | Heat_District | 2 | 2.568 | 2.568 | 2.568 | 2.568 | 2.568 | 2.568 | 2.568 | 2.568 | JRC TIMES | Power+Heat | 2.568 | normalized to power with additional efficiencies
GrandeTerreNorth | CHP_Coal_Hardcoal_CCS | Heat_District | 2 | 1.832 | 1.832 | 1.832 | 1.832 | 1.832 | 1.832 | 1.832 | 1.832 | JRC TIMES | Power+Heat | 1.832 | normalized to power with additional efficiencies
GrandeTerreNorth | CHP_Coal_Lignite_CCS | Heat_District | 2 | 1.006 | 1.006 | 1.006 | 1.006 | 1.006 | 1.006 | 1.006 | 1.006 | JRC TIMES | Power+Heat | 1.006 | normalized to power with additional efficiencies
GrandeTerreNorth | CHP_Gas_CCGT_Natural_CCS | Heat_District | 2 | 1.006 | 1.006 | 1.006 | 1.006 | 1.006 | 1.006 | 1.006 | 1.006 | JRC TIMES | Power+Heat | 1.006 | normalized to power with additional efficiencies
GrandeTerreNorth | CHP_Gas_CCGT_Biogas_CCS | Heat_District | 2 | 1.006 | 1.006 | 1.006 | 1.006 | 1.006 | 1.006 | 1.006 | 1.006 | JRC TIMES | Power+Heat | 1.006 | normalized to power with additional efficiencies
GrandeTerreNorth | CHP_Hydrogen_FuelCell | Heat_District | 2 | 0.4 | 0.4 | 0.4 | 0.4 | 0.4 | 0.4 | 0.4 | 0.4 | old data (90% eff, Kevin) | Power+Heat
GrandeTerreNorth | HLI_Convert_DH | Heat_Low_Industrial | 1 | bar: 2018 to 2050
GrandeTerreNorth | HLR_Convert_DH | Heat_Low_Residential | 1 | bar: 2018 to 2050
GrandeTerreNorth | CHP_Oil | Power | 1 | [8 empty] | using lignite values | bar: 2018 to 2050
GrandeTerreNorth | CHP_Oil | Power | 2 | [8 empty] | using lignite values | bar: 2018 to 2050
GrandeTerreNorth | CHP_Oil | Heat_District | 2 | 1.651 | 1.651 | 1.651 | 1.651 | 1.651 | 1.651 | 1.651 | 1.651 | using lignite values
GrandeTerreNorth | Res_PV_Utility_Tracking | Power | 1 | bar: 2018 to 2050
GrandeTerreNorth | P_Gas_CCGT | Power | 1 | bar: 2018 to 2050
GrandeTerreNorth | P_Gas_OCGT | Power | 1 | bar: 2018 to 2050
GrandeTerreNorth | P_Gas_Engines | Power | 1 | bar: 2018 to 2050
GrandeTerreNorth | P_Gas_CCGT | Power | 2 | bar: 2018 to 2050
GrandeTerreNorth | P_Gas_OCGT | Power | 2 | bar: 2018 to 2050
GrandeTerreNorth | P_Gas_Engines | Power | 2 | bar: 2018 to 2050
GrandeTerreNorth | P_Gas_CCGT | Power | 3 | bar: 2018 to 2050
GrandeTerreNorth | P_Gas_OCGT | Power | 3 | bar: 2018 to 2050
GrandeTerreNorth | P_Gas_Engines | Power | 3 | bar: 2018 to 2050
GrandeTerreNorth | PSNG_Ship_Bio | Mobility_Passenger | 1 | bar: 2018 to 2050
GrandeTerreNorth | PSNG_Ship_Conv | Mobility_Passenger | 1 | bar: 2018 to 2050
GrandeTerreNorth | PSNG_Ship_Conv | Mobility_Passenger | 2 | bar: 2018 to 2050
GrandeTerreNorth | PSNG_Ship_LNG | Mobility_Passenger | 1 | bar: 2018 to 2050
GrandeTerreNorth | PSNG_Ship_H2 | Mobility_Passenger | 1 | bar: 2018 to 2050
GrandeTerreNorth | PSNG_Ship_EL | Mobility_Passenger | 1 | bar: 2018 to 2050

## Par_CapitalCost
CapitalCost{r in REGION, t in TECHNOLOGY, y in YEAR}
Total capital cost (including interest paid during construction)per unit of capacity for new capacity additions
Unit: M€/GW
Region | Technology | 2018 | 2021 | 2025 | 2030 | 2035 | 2040 | 2045 | 2050
World | CHP_Coal_Hardcoal | 2030 | 2030 | 2030 | 2030 | 2030 | 2030 | 2030 | 2030
World | CHP_Coal_Lignite | 2030 | 2030 | 2030 | 2030 | 2030 | 2030 | 2030 | 2030
World | CHP_Gas | 976.5 | 976.5 | 976.5 | 976.5 | 976.5 | 976.5 | 976.5 | 976.5
World | CHP_Nuclear | 5670 | 5481 | 5323.5 | 5166 | 4977 | 4788 | 4756.5 | 4725
World | CHP_Biomass | 3670 | 3300 | 3145 | 2990 | 2870 | 2750 | 2645 | 2540
World | D_Battery_Li-Ion
World | D_Battery_Redox
World | D_Gas_H2
World | D_Gas_Methane
World | D_PHS
World | D_Heat_HLI | 1200 | 1200 | 1200 | 1200 | 1200 | 1200 | 1200 | 1200
World | D_Heat_HLR | 1200 | 1200 | 1200 | 1200 | 1200 | 1200 | 1200 | 1200
World | D_PHS_Residual
World | D_CAES
World | FRT_Rail_Conv | 3.6184 | 3.5667 | 3.515 | 3.4633 | 3.4117 | 3.36 | 3.3083 | 3.2566
World | FRT_Rail_Electric | 5.1692 | 4.763 | 4.3569 | 3.9507 | 3.5446 | 3.1384 | 2.7323 | 2.3261
World | FRT_Road_OH | 8.9952 | 8.8093 | 8.6234 | 8.4374 | 8.2515 | 8.0656 | 7.8796 | 7.6937
World | FRT_Road_BEV | 19.3664 | 18.9661 | 18.5658 | 18.1655 | 17.7652 | 17.3649 | 16.9646 | 16.5643
World | FRT_Road_H2 | 17.0799 | 15.7493 | 14.4187 | 13.088 | 11.7574 | 10.4267 | 9.0961 | 7.7655
World | FRT_Road_ICE | 6.1224 | 6.0641 | 6.0058 | 5.9475 | 5.8892 | 5.8309 | 5.7726 | 5.7143
World | FRT_Road_PHEV | 8.6179 | 8.4499 | 8.2819 | 8.114 | 7.946 | 7.778 | 7.61 | 7.442
World | FRT_Ship_Bio | 10.3036 | 10.036 | 9.7684 | 9.5007 | 9.2331 | 8.9655 | 8.6979 | 8.4302
World | FRT_Ship_Conv | 9.3669 | 9.2331 | 9.0993 | 8.9655 | 8.8317 | 8.6979 | 8.564 | 8.4302
World | HHT_Biomass | 2890 | 2620 | 2495 | 2370 | 2260 | 2150 | 2050 | 1950
World | HHT_Coal_Hardcoal | 1600 | 1600 | 1600 | 1600 | 1600 | 1600 | 1600 | 1600
World | HHT_Coal_Lignite | 2000 | 2000 | 2000 | 2000 | 2000 | 2000 | 2000 | 2000
World | HHT_Electric_Furnace | 350 | 350 | 350 | 350 | 350 | 350 | 350 | 350
World | HHT_Gas | 775 | 775 | 775 | 775 | 775 | 775 | 775 | 775
World | HHT_Geothermal | 3500 | 3400 | 3300 | 3200 | 3105 | 3010 | 2920 | 2830
World | HHT_Oil | 130 | 130 | 130 | 130 | 130 | 130 | 130 | 130
World | HHT_H2 | 3570 | 2680 | 2380 | 2080 | 1975 | 1870 | 1805 | 1740
World | HLT_Biomass | 2890 | 2620 | 2495 | 2370 | 2260 | 2150 | 2050 | 1950
World | HLT_Coal_Hardcoal | 1600 | 1600 | 1600 | 1600 | 1600 | 1600 | 1600 | 1600
World | HLT_Coal_Lignite | 2000 | 2000 | 2000 | 2000 | 2000 | 2000 | 2000 | 2000
World | HLT_Electric_Furnace | 800 | 800 | 800 | 800 | 800 | 800 | 800 | 800
World | HLT_Gas | 775 | 775 | 775 | 775 | 775 | 775 | 775 | 775
World | HLT_Geothermal | 1700 | 1700 | 1700 | 1700 | 1700 | 1700 | 1700 | 1700
World | HLT_Heatpump | 800 | 780 | 755 | 730 | 710 | 690 | 670 | 650
World | HLT_Rooftop_Commercial | 1100 | 900 | 855 | 810 | 785 | 760 | 740 | 720
World | HLT_Rooftop_Residential | 1310 | 1100 | 1045 | 990 | 960 | 930 | 905 | 880
World | HLT_Oil | 495 | 495 | 495 | 495 | 495 | 495 | 495 | 495
World | P_Coal_Hardcoal | 1600 | 1600 | 1600 | 1600 | 1600 | 1600 | 1600 | 1600
World | P_Coal_Lignite | 1900 | 1900 | 1900 | 1900 | 1900 | 1900 | 1900 | 1900
World | P_Gas | 650 | 635.7143 | 621.4286 | 607.1429 | 592.8571 | 578.5714 | 564.2857 | 550
World | P_Nuclear | 6000 | 6000 | 6000 | 6000 | 6000 | 6000 | 6000 | 6000
World | *P_Nuclear | 6000 | 6000 | 6000 | 6000 | 6000 | 6000 | 6000 | 6000
World | P_Oil | 650 | 650 | 650 | 650 | 650 | 650 | 650 | 650
World | P_Biomass | 2890 | 2620 | 2495 | 2370 | 2260 | 2150 | 2050 | 1950
World | PSNG_Air_Bio | 7.783 | 7.5808 | 7.3787 | 7.1765 | 6.9743 | 6.7722 | 6.57 | 6.3679
World | PSNG_Air_Conv | 7.0754 | 6.9743 | 6.8733 | 6.7722 | 6.6711 | 6.57 | 6.469 | 6.3679
World | PSNG_Air_H2 | 12.7358 | 11.917 | 11.0983 | 10.2796 | 9.4608 | 8.6421 | 7.8234 | 7.0047
World | PSNG_Rail_Conv | 4.1848 | 4.125 | 4.0652 | 4.0054 | 3.9457 | 3.8859 | 3.8261 | 3.7663
World | PSNG_Rail_Electric | 5.9783 | 5.8929 | 5.8075 | 5.722 | 5.6366 | 5.5512 | 5.4658 | 5.3804
World | PSNG_Road_BEV | 77.3333 | 71.3478 | 65.3622 | 59.3766 | 53.391 | 47.4054 | 41.4199 | 35.4343
World | PSNG_Road_H2 | 146.6667 | 129.7969 | 112.9271 | 96.0574 | 79.1876 | 62.3178 | 45.4481 | 28.5783
World | PSNG_Road_ICE | 48 | 44.0024 | 40.0049 | 36.0073 | 32.0098 | 28.0122 | 24.0147 | 20.0171
World | PSNG_Road_PHEV | 72 | 65.521 | 59.042 | 52.5629 | 46.0839 | 39.6049 | 33.1259 | 26.6469
World | RES_Biomass | 0.01 | 0.01 | 0.01 | 0.01 | 0.01 | 0.01 | 0.01 | 0.01
World | RES_CSP | 3514 | 3188 | 2964 | 2740 | 2506 | 2374 | 2145 | 2028
World | RES_CSP_Storage | 9112 | 8588 | 8264 | 7990 | 7624 | 7268 | 6973 | 6795
World | RES_Geothermal | 5250 | 4970 | 4720 | 4470 | 4245 | 4020 | 3815 | 3610
World | RES_Hydro_Large | 2200 | 2200 | 2200 | 2200 | 2200 | 2200 | 2200 | 2200
World | RES_Hydro_Small | 4400 | 4480 | 4490 | 4500 | 4500 | 4500 | 4500 | 4500
World | RES_Ocean | 9890 | 5095 | 4442.5 | 3790 | 3082.5 | 2375 | 2237.5 | 2100
World | RES_PV_Rooftop_Commercial | 1020 | 610.5 | 514 | 450 | 380 | 327 | 295.5 | 267
World | RES_PV_Rooftop_Residential | 1020 | 610.5 | 514 | 450 | 380 | 327 | 295.5 | 267
World | RES_PV_Utility_Avg | 1020 | 610.5 | 514 | 450 | 380 | 327 | 295.5 | 267
World | RES_PV_Utility_Inf | 1020 | 610.5 | 514 | 450 | 380 | 327 | 295.5 | 267
World | RES_PV_Utility_Opt | 1020 | 610.5 | 514 | 450 | 380 | 327 | 295.5 | 267
World | RES_Wind_Offshore_Transitional | 3500 | 2636.6667 | 2200 | 1936 | 1800 | 1710 | 1641.6 | 1592.352
World | RES_Wind_Offshore_Shallow | 2975 | 2241.1667 | 1870 | 1645.6 | 1530 | 1453.5 | 1395.36 | 1353.4992
World | RES_Wind_Offshore_Deep | 4025 | 3032.1667 | 2530 | 2226.4 | 2070 | 1966.5 | 1887.84 | 1831.2048
World | RES_Wind_Onshore_Avg | 1250 | 1150 | 1060 | 1000 | 965 | 940 | 915 | 900
World | RES_Wind_Onshore_Inf | 1250 | 1150 | 1060 | 1000 | 965 | 940 | 915 | 900
World | RES_Wind_Onshore_Opt | 1250 | 1150 | 1060 | 1000 | 965 | 940 | 915 | 900
World | X_Electrolysis | 800 | 685 | 500 | 363 | 325 | 296 | 267 | 248
World | X_Fuel_Cell | 3570 | 2680 | 2380 | 2080 | 1975 | 1870 | 1805 | 1740
World | X_Methanation | 492 | 421 | 310 | 234 | 208 | 190 | 172 | 160
World | CHP_Biomass_CCS | 5630 | 5560 | 5490 | 5420 | 5350 | 5280 | 5210 | 5140
World | P_Biomass_CCS | 5630 | 5560 | 5490 | 5420 | 5350 | 5280 | 5210 | 5140
World | HLR_Gas_Boiler | 195 | 195 | 195 | 195 | 195 | 195 | 195 | 195
World | HLR_Gas_CHP | 976.5 | 976.5 | 976.5 | 976.5 | 976.5 | 976.5 | 976.5 | 976.5
World | HLR_Biomass | 2890 | 2620 | 2495 | 2370 | 2260 | 2150 | 2050 | 1950
World | HLR_Biomass_CHP | 3670 | 3300 | 3145 | 2990 | 2870 | 2750 | 2645 | 2540
World | HLR_Hardcoal | 1600 | 1600 | 1600 | 1600 | 1600 | 1600 | 1600 | 1600
World | HLR_Lignite | 2000 | 2000 | 2000 | 2000 | 2000 | 2000 | 2000 | 2000
World | HLR_Hardcoal_CHP | 2030 | 2030 | 2030 | 2030 | 2030 | 2030 | 2030 | 2030
World | HLR_Lignite_CHP | 2030 | 2030 | 2030 | 2030 | 2030 | 2030 | 2030 | 2030
World | HLR_Direct_Electric | 800 | 800 | 800 | 800 | 800 | 800 | 800 | 800
World | HLR_Solar_Thermal | 773 | 773 | 773 | 773 | 773 | 773 | 773 | 773
World | HLR_Heatpump_Aerial | 800 | 780 | 755 | 730 | 710 | 690 | 670 | 650
World | HLR_Heatpump_Ground | 1700 | 1650 | 1600 | 1550 | 1505 | 1460 | 1415 | 1370
World | HLR_Geothermal | 5250 | 4970 | 4720 | 4470 | 4245 | 4020 | 3815 | 3610
World | HLR_Oil_Boiler | 495 | 495 | 495 | 495 | 495 | 495 | 495 | 495
World | HLI_Gas_Boiler | 195 | 195 | 195 | 195 | 195 | 195 | 195 | 195
World | HLI_Gas_CHP | 486 | 486 | 486 | 486 | 486 | 486 | 486 | 486
World | HLI_Biomass | 2890 | 2620 | 2495 | 2370 | 2260 | 2150 | 2050 | 1950
World | HLI_Biomass_CHP | 3670 | 3300 | 3145 | 2990 | 2870 | 2750 | 2645 | 2540
World | HLI_Hardcoal | 1600 | 1600 | 1600 | 1600 | 1600 | 1600 | 1600 | 1600
World | HLI_Lignite | 2000 | 2000 | 2000 | 2000 | 2000 | 2000 | 2000 | 2000
World | HLI_Direct_Electric | 800 | 800 | 800 | 800 | 800 | 800 | 800 | 800
World | HLI_Hardcoal_CHP | 2030 | 2030 | 2030 | 2030 | 2030 | 2030 | 2030 | 2030
World | HLI_Lignite_CHP | 2030 | 2030 | 2030 | 2030 | 2030 | 2030 | 2030 | 2030
World | HLI_Solar_Thermal | 773 | 773 | 773 | 773 | 773 | 773 | 773 | 773
World | HLI_Fuelcell | 3570 | 2680 | 2380 | 2080 | 1975 | 1870 | 1805 | 1740
World | HLI_Geothermal | 5250 | 4970 | 4720 | 4470 | 4245 | 4020 | 3815 | 3610
World | HLI_Oil_Boiler | 495 | 495 | 495 | 495 | 495 | 495 | 495 | 495
World | HLI_Oil_CHP | 930 | 930 | 930 | 930 | 930 | 930 | 930 | 930
World | HMI_Gas | 71 | 71 | 71 | 71 | 71 | 71 | 71 | 71
World | HMI_H2 | 137 | 137 | 137 | 137 | 137 | 137 | 137 | 137
World | HMI_Biomass | 128 | 128 | 128 | 128 | 128 | 128 | 128 | 128
World | HMI_HardCoal | 128 | 128 | 128 | 128 | 128 | 128 | 128 | 128
World | HMI_Steam_Electric | 103 | 103 | 103 | 103 | 103 | 103 | 103 | 103
World | HMI_Oil | 106 | 106 | 106 | 106 | 106 | 106 | 106 | 106
World | HHI_BF_BOF | 442 | 442 | 442 | 442 | 442 | 442 | 442 | 442
World | HHI_DRI_EAF | 414 | 414 | 414 | 414 | 414 | 414 | 414 | 414
World | HHI_Scrap_EAF | 184 | 184 | 184 | 184 | 184 | 184 | 184 | 184
World | HHI_H2DRI_EAF | 424 | 424 | 424 | 424 | 424 | 424 | 424 | 424
World | HHI_Molten_Electrolysis | 639 | 639 | 639 | 639 | 639 | 639 | 639 | 639
World | HHI_Bio_BF_BOF | 486.2 | 486.2 | 486.2 | 486.2 | 486.2 | 486.2 | 486.2 | 486.2
World | A_CCS_Capacity | 0.5 | 0.5 | 0.5 | 0.5 | 0.5 | 0.5 | 0.5 | 0.5
World | HHI_BF_BOF_CCS | 566 | 566 | 566 | 566 | 566 | 566 | 566 | 566
World | HHI_DRI_EAF_CCS | 538 | 538 | 538 | 538 | 538 | 538 | 538 | 538
World | HLI_Biomass_CHP_CCS | 7093.8 | 7005.6 | 6917.4 | 6829.2 | 6741 | 6652.8 | 6564.6 | 6476.4
World | HLI_Hardcoal_CHP_CCS | 4221 | 4077 | 3933 | 3789 | 3645 | 3501 | 3357 | 3213
World | HLI_Lignite_CHP_CCS | 4410 | 4410 | 4410 | 4410 | 4410 | 4410 | 4410 | 4410
World | HLR_Biomass_CHP_CCS | 7093.8 | 7005.6 | 6917.4 | 6829.2 | 6741 | 6652.8 | 6564.6 | 6476.4
World | HLR_Hardcoal_CHP_CCS | 4221 | 4077 | 3933 | 3789 | 3645 | 3501 | 3357 | 3213
World | HLR_Lignite_CHP_CCS | 4410 | 4410 | 4410 | 4410 | 4410 | 4410 | 4410 | 4410
World | HMI_Gas_CCS | 365.9231 | 361.382 | 356.6322 | 351.6588 | 346.4458 | 340.9753 | 335.2278 | 329.1818
World | HMI_HardCoal_CCS | 268 | 258.8571 | 249.7143 | 240.5714 | 231.4286 | 222.2857 | 213.1429 | 204
World | P_Coal_Hardcoal_CCS | 3350 | 3235.7143 | 3121.4286 | 3007.1429 | 2892.8571 | 2778.5714 | 2664.2857 | 2550
World | P_Coal_Lignite_CCS | 3500 | 3500 | 3500 | 3500 | 3500 | 3500 | 3500 | 3500
World | P_Gas_CCS | 1500 | 1500 | 1500 | 1500 | 1500 | 1500 | 1500 | 1500
World | X_SMR | 683.5536 | 653.3421 | 623.1305 | 592.919 | 562.7074 | 532.4959 | 502.2843 | 472.0728
World | X_SMR_CCS | 3522.9301 | 3325.4377 | 3129.9774 | 2936.6928 | 2745.7411 | 2557.2951 | 2371.5451 | 2188.7012
World | A_Air | 0.5 | 0.5 | 0.5 | 0.5 | 0.5 | 0.5 | 0.5 | 0.5
World | HLR_H2_Boiler | 650 | 627.1429 | 604.2857 | 581.4286 | 558.5714 | 535.7143 | 512.8571 | 490
World | HLI_H2_Boiler | 650 | 627.1429 | 604.2857 | 581.4286 | 558.5714 | 535.7143 | 512.8571 | 490
World | X_Biofuel | 731.4228 | 625.8719 | 460.8558 | 347.8718 | 309.2194 | 282.46 | 255.7006 | 237.8611
GrandeTerreNorth | X_Powerfuel | 947 | 919.9429 | 892.8857 | 865.8286 | 838.7714 | 730.5429 | 706.1914 | 681.84
GrandeTerreNorth | RES_Grass | 0.01 | 0.0097857 | 0.0095714 | 0.0093571 | 0.0091429 | 0.0089286 | 0.0087143 | 0.0085
GrandeTerreNorth | RES_Wood | 0.01 | 0.0097857 | 0.0095714 | 0.0093571 | 0.0091429 | 0.0089286 | 0.0087143 | 0.0085
GrandeTerreNorth | RES_Residues | 0.01 | 0.0097857 | 0.0095714 | 0.0093571 | 0.0091429 | 0.0089286 | 0.0087143 | 0.0085
GrandeTerreNorth | RES_Paper_Cardboard | 0.01 | 0.0097857 | 0.0095714 | 0.0093571 | 0.0091429 | 0.0089286 | 0.0087143 | 0.0085
GrandeTerreNorth | RES_Roundwood | 0.01 | 0.0097857 | 0.0095714 | 0.0093571 | 0.0091429 | 0.0089286 | 0.0087143 | 0.0085
GrandeTerreNorth | RES_Biogas | 771 | 715.3357 | 675.7429 | 636.2857 | 597.0286 | 564.2857 | 530.7 | 500.65
GrandeTerreNorth | X_Gasifier | 1 | 0.97143 | 0.94286 | 0.91429 | 0.88571 | 0.85714 | 0.82857 | 0.8
GrandeTerreNorth | X_Liquifier | 1 | 0.97143 | 0.94286 | 0.91429 | 0.88571 | 0.85714 | 0.82857 | 0.8
GrandeTerreNorth | FRT_Road_LNG | 6.1224 | 6.0208 | 5.92 | 5.8201 | 5.7209 | 5.6227 | 5.5252 | 5.4286
GrandeTerreNorth | FRT_Ship_LNG | 10.3036 | 9.9643 | 9.6288 | 9.2972 | 8.9693 | 8.6453 | 8.3251 | 8.0087
GrandeTerreNorth | PSNG_Road_LNG | 48 | 43.6881 | 39.4334 | 35.2358 | 31.0952 | 27.0118 | 22.9855 | 19.0163
GrandeTerreNorth | P_H2_OCGT | 516 | 490.2 | 425.7 | 402.05 | 361.2 | 338.625 | 316.05 | 293.475
GrandeTerreNorth | X_DAC_LT | 730 | 709.1429 | 503.4857 | 309.0286 | 254.6429 | 203.1429 | 180.6286 | 159.2
GrandeTerreNorth | X_DAC_HT | 815 | 791.7143 | 562.4143 | 345.6 | 284.7571 | 227.1429 | 201.7571 | 177.6
GrandeTerreNorth | CHP_Biomass_Solid | 2200 | 2090 | 1980 | 1925 | 1870 | 1870 | 1870 | 1870 | JRC-TIMES+DEA | 10% on PP, PP prices from JRC TIMES
GrandeTerreNorth | CHP_Coal_Hardcoal | 2750 | 2750 | 2750 | 2750 | 2750 | 2750 | 2750 | 2750 | JRC-TIMES+DEA | 10% on PP, PP prices from JRC TIMES
GrandeTerreNorth | CHP_Coal_Lignite | 2200 | 2200 | 2200 | 2200 | 2200 | 2200 | 2200 | 2200 | JRC-TIMES+DEA | 10% on PP, PP prices from JRC TIMES
GrandeTerreNorth | CHP_Gas_CCGT_Natural | 935 | 858 | 847 | 836 | 825 | 814 | 814 | 814 | JRC-TIMES+DEA | 10% on PP, PP prices from JRC TIMES
GrandeTerreNorth | CHP_Gas_CCGT_Biogas | 935 | 858 | 847 | 836 | 825 | 814 | 814 | 814 | JRC-TIMES+DEA | 10% on PP, PP prices from JRC TIMES
GrandeTerreNorth | CHP_Gas_CCGT_SynGas | 935 | 858 | 847 | 836 | 825 | 814 | 814 | 814 | JRC-TIMES+DEA | 10% on PP, PP prices from JRC TIMES
GrandeTerreNorth | CHP_Biomass_Solid_CCS | 6342.105 | 6342.105 | 6342.105 | 6342.105 | 6342.105 | 6342.105 | 6342.105 | 6342.105 | own assumption | 50% higher than normal PP
GrandeTerreNorth | CHP_Coal_Hardcoal_CCS | 4125 | 4125 | 4125 | 4125 | 4125 | 4125 | 4125 | 4125 | own assumption | 50% higher than normal PP
GrandeTerreNorth | CHP_Coal_Lignite_CCS | 3300 | 3300 | 3300 | 3300 | 3300 | 3300 | 3300 | 3300 | own assumption | 50% higher than normal PP
GrandeTerreNorth | CHP_Gas_CCGT_Natural_CCS | 1402.5 | 1287 | 1270.5 | 1254 | 1237.5 | 1221 | 1221 | 1221 | own assumption | 50% higher than normal PP
GrandeTerreNorth | CHP_Gas_CCGT_Biogas_CCS | 1402.5 | 1287 | 1270.5 | 1254 | 1237.5 | 1221 | 1221 | 1221 | own assumption | 50% higher than normal PP
GrandeTerreNorth | CHP_Hydrogen_FuelCell | 1100 | 1081.25 | 1034.375 | 987.5 | 940.625 | 893.75 | 846.875 | 800 | Kevin | old data (90% eff, Kevin) | Power+Heat
GrandeTerreNorth | HLI_Convert_DH | [8 empty] | marginal costs | bar: 2018 to 2050
GrandeTerreNorth | HLR_Convert_DH | [8 empty] | marginal costs | bar: 2018 to 2050
GrandeTerreNorth | CHP_Oil | 930 | 930 | 930 | 930 | 930 | 930 | 930 | 930 | Mapping and analyses of the current and future (2021 - 2030) heating/cooling fuel deployment (fossil/renewables), EUROPEAN COMMISSION DIRECTORATE-GENERAL FOR ENERGY, 2012
GrandeTerreNorth | Res_PV_Utility_Tracking | 1200 | 612 | 444 | 360 | 312 | 276 | 252 | 228
GrandeTerreNorth | P_Gas_CCGT | 700 | 642.3529 | 634.1176 | 625.8824 | 617.6471 | 609.4118 | 609.4118 | 609.4118 | EWI
GrandeTerreNorth | P_Gas_OCGT | 400 | 381.3953 | 372.093 | 372.093 | 372.093 | 372.093 | 372.093 | 372.093 | EWI
GrandeTerreNorth | P_Gas_Engines | 620 | 590 | 580 | 570 | 560 | 560 | 560 | 560 | EWI
GrandeTerreNorth | PSNG_Ship_H2 | 10.772 | 10.6181 | 10.4642 | 10.3103 | 10.1564 | 10.0025 | 9.8487 | 9.6948
GrandeTerreNorth | PSNG_Ship_EL | 10.8188 | 10.5378 | 10.2568 | 9.9758 | 9.6948 | 9.4138 | 9.1328 | 8.8517
GrandeTerreNorth | PSNG_Ship_Bio | 10.3036 | 10.4661 | 10.6057 | 10.7223 | 10.8159 | 10.8867 | 10.9345 | 10.9593
GrandeTerreNorth | PSNG_Ship_Conv | 10.3036 | 10.4661 | 10.6057 | 10.7223 | 10.8159 | 10.8867 | 10.9345 | 10.9593
GrandeTerreNorth | PSNG_Ship_LNG | 10.3036 | 10.4661 | 10.6057 | 10.7223 | 10.8159 | 10.8867 | 10.9345 | 10.9593

## Par_VariableCost
VariableCost{r in REGION, t in TECHNOLOGY, m in MODEOFOPERATION, y in YEAR}
Cost per unit of activity of the technology.
Unit: M€/PJ
Region | Technology | ModeOfOperation | 2018 | 2021 | 2025 | 2030 | 2035 | 2040 | 2045 | 2050
World | CHP_Coal_Hardcoal | 1 | 0 | 0 | 0 | 0 | 0 | 0 | 0 | 0
World | CHP_Coal_Lignite | 1 | 0 | 0 | 0 | 0 | 0 | 0 | 0 | 0
World | CHP_Gas | 1 | 0 | 0 | 0 | 0 | 0 | 0 | 0 | 0
World | CHP_Nuclear | 1 | 0 | 0 | 0 | 0 | 0 | 0 | 0 | 0
World | CHP_Biomass | 1 | 0 | 0 | 0 | 0 | 0 | 0 | 0 | 0
World | D_Battery_Li-Ion | 2
World | D_Battery_Redox | 2
World | D_Gas_H2 | 2
World | D_Gas_Methane | 2
World | D_Heat | 2
World | D_PHS | 2
World | D_PHS_Residual | 2
World | D_Battery_Li-Ion | 1 | 20.5556 | 16.5741 | 12.5926 | 8.6111 | 8.3333 | 8.0556 | 7.7778 | 7.5
World | D_Battery_Redox | 1 | 86.3889 | 68.8889 | 51.3889 | 33.8889 | 32.9167 | 31.9444 | 30.9722 | 30
World | D_Gas_H2 | 1 | 0.83333 | 0.80556 | 0.77778 | 0.75 | 0.75 | 0.75 | 0.75 | 0.75
World | D_Gas_Methane | 1 | 9.1667 | 9.1667 | 9.1667 | 9.1667 | 9.1667 | 9.1667 | 9.1667 | 9.1667
World | D_Heat_HLI | 1 | 0 | 0 | 0 | 0 | 0 | 0 | 0 | 0
World | D_Heat_HLR | 1
World | D_PHS | 1 | 43.0556 | 41.6667 | 40.2778 | 38.8889 | 38.75 | 38.6111 | 38.4722 | 38.3333
World | D_PHS_Residual | 1 | 2.1528 | 2.0833 | 2.0139 | 1.9444 | 1.9375 | 1.9306 | 1.9236 | 1.9167
World | D_CAES | 1 | 62.5 | 60.463 | 58.4259 | 56.3889 | 56.1806 | 55.9722 | 55.7639 | 55.5556
World | FRT_Rail_Conv | 1 | 0 | 0 | 0 | 0 | 0 | 0 | 0 | 0
World | FRT_Rail_Electric | 1 | 0 | 0 | 0 | 0 | 0 | 0 | 0 | 0
World | FRT_Road_BEV | 1 | 0 | 0 | 0 | 0 | 0 | 0 | 0 | 0
World | FRT_Road_H2 | 1 | 0 | 0 | 0 | 0 | 0 | 0 | 0 | 0
World | FRT_Road_ICE | 1 | 0 | 0 | 0 | 0 | 0 | 0 | 0 | 0
World | FRT_Road_PHEV | 1 | 0 | 0 | 0 | 0 | 0 | 0 | 0 | 0
World | FRT_Ship_Bio | 1 | 0 | 0 | 0 | 0 | 0 | 0 | 0 | 0
World | FRT_Ship_Conv | 1 | 0 | 0 | 0 | 0 | 0 | 0 | 0 | 0
World | FRT_Ship_H2 | 1 | 0 | 0 | 0 | 0 | 0 | 0 | 0 | 0
World | HHT_Biomass | 1 | 0 | 0 | 0 | 0 | 0 | 0 | 0 | 0
World | HHT_Coal_Hardcoal | 1 | 0 | 0 | 0 | 0 | 0 | 0 | 0 | 0
World | HHT_Coal_Lignite | 1 | 0 | 0 | 0 | 0 | 0 | 0 | 0 | 0
World | HHT_Electric_Furnace | 1 | 0 | 0 | 0 | 0 | 0 | 0 | 0 | 0
World | HHT_Gas | 1 | 0 | 0 | 0 | 0 | 0 | 0 | 0 | 0
World | HHT_Geothermal | 1 | 0 | 0 | 0 | 0 | 0 | 0 | 0 | 0
World | HHT_Oil | 1 | 0 | 0 | 0 | 0 | 0 | 0 | 0 | 0
World | HLT_Biomass | 1 | 0 | 0 | 0 | 0 | 0 | 0 | 0 | 0
World | HHT_H2 | 1 | 0 | 0 | 0 | 0 | 0 | 0 | 0 | 0
World | HLT_Coal_Hardcoal | 1 | 0 | 0 | 0 | 0 | 0 | 0 | 0 | 0
World | HLT_Coal_Lignite | 1 | 0 | 0 | 0 | 0 | 0 | 0 | 0 | 0
World | HLT_Electric_Furnace | 1 | 0 | 0 | 0 | 0 | 0 | 0 | 0 | 0
World | HLT_Gas | 1 | 0 | 0 | 0 | 0 | 0 | 0 | 0 | 0
World | HLT_Geothermal | 1 | 0 | 0 | 0 | 0 | 0 | 0 | 0 | 0
World | HLT_Heatpump | 1 | 0 | 0 | 0 | 0 | 0 | 0 | 0 | 0
World | HLT_Rooftop | 1 | 0 | 0 | 0 | 0 | 0 | 0 | 0 | 0
World | HLT_Oil | 1 | 0 | 0 | 0 | 0 | 0 | 0 | 0 | 0
World | P_Coal_Hardcoal | 1 | 0 | 0 | 0 | 0 | 0 | 0 | 0 | 0
World | P_Coal_Lignite | 1 | 0 | 0 | 0 | 0 | 0 | 0 | 0 | 0
World | P_Gas | 1 | 0 | 0 | 0 | 0 | 0 | 0 | 0 | 0
World | P_Nuclear | 1 | 0 | 0 | 0 | 0 | 0 | 0 | 0 | 0
World | P_Oil | 1 | 0 | 0 | 0 | 0 | 0 | 0 | 0 | 0
World | P_Biomass | 1 | 0 | 0 | 0 | 0 | 0 | 0 | 0 | 0
World | PSNG_Air_Bio | 1 | 0 | 0 | 0 | 0 | 0 | 0 | 0 | 0
World | PSNG_Air_Conv | 1 | 0 | 0 | 0 | 0 | 0 | 0 | 0 | 0
World | PSNG_Air_H2 | 1 | 0 | 0 | 0 | 0 | 0 | 0 | 0 | 0
World | PSNG_Rail_Conv | 1 | 0 | 0 | 0 | 0 | 0 | 0 | 0 | 0
World | PSNG_Rail_Electric | 1 | 0 | 0 | 0 | 0 | 0 | 0 | 0 | 0
World | PSNG_Road_BEV | 1 | 0 | 0 | 0 | 0 | 0 | 0 | 0 | 0
World | PSNG_Road_H2 | 1 | 0 | 0 | 0 | 0 | 0 | 0 | 0 | 0
World | PSNG_Road_ICE | 1 | 0 | 0 | 0 | 0 | 0 | 0 | 0 | 0
World | PSNG_Road_PHEV | 1 | 0 | 0 | 0 | 0 | 0 | 0 | 0 | 0
World | RES_CSP | 1 | 0 | 0 | 0 | 0 | 0 | 0 | 0 | 0
World | RES_CSP_Storage | 1 | 0 | 0 | 0 | 0 | 0 | 0 | 0 | 0
World | RES_Geothermal | 1 | 0.83333 | 0.83333 | 0.83333 | 0.83333 | 0.83333 | 0.83333 | 0.83333 | 0.83333
World | RES_Hydro_Large | 1 | 0.83333 | 0.83333 | 0.83333 | 0.83333 | 0.83333 | 0.83333 | 0.83333 | 0.83333
World | RES_Hydro_Small | 1 | 1.3889 | 1.3889 | 1.3889 | 1.3889 | 1.3889 | 1.3889 | 1.3889 | 1.3889
World | RES_Ocean | 1 | 0 | 0 | 0 | 0 | 0 | 0 | 0 | 0
World | RES_PV_Rooftop | 1 | 0 | 0 | 0 | 0 | 0 | 0 | 0 | 0
World | RES_PV_Utility_Avg | 1 | 0 | 0 | 0 | 0 | 0 | 0 | 0 | 0
World | RES_PV_Utility_Inf | 1 | 0 | 0 | 0 | 0 | 0 | 0 | 0 | 0
World | RES_PV_Utility_Opt | 1 | 0 | 0 | 0 | 0 | 0 | 0 | 0 | 0
World | RES_Wind_Offshore_Transitional | 1 | 0 | 0 | 0 | 0 | 0 | 0 | 0 | 0
World | RES_Wind_Offshore_Shallow | 1 | 0 | 0 | 0 | 0 | 0 | 0 | 0 | 0
World | RES_Wind_Offshore_Deep | 1 | 0 | 0 | 0 | 0 | 0 | 0 | 0 | 0
World | RES_Wind_Onshore_Avg | 1 | 0 | 0 | 0 | 0 | 0 | 0 | 0 | 0
World | RES_Wind_Onshore_Inf | 1 | 0 | 0 | 0 | 0 | 0 | 0 | 0 | 0
World | RES_Wind_Onshore_Opt | 1 | 0 | 0 | 0 | 0 | 0 | 0 | 0 | 0
World | RES_Biomass | 1 | 3.91 | 4.16 | 4.41 | 4.66 | 4.91 | 5.16 | 5.41 | 5.66
World | X_Electrolysis | 1 | 0.001 | 0.001 | 0.001 | 0.001 | 0.001 | 0.001 | 0.001 | 0.001
World | X_Fuel_Cell | 1 | 11.1111 | 6.9444 | 6.6667 | 6.3889 | 5.4167 | 4.4444 | 4.4444 | 4.4444
World | X_Fuel_Cell | 2 | 11.1111 | 6.9444 | 6.6667 | 6.3889 | 5.4167 | 4.4444 | 4.4444 | 4.4444
World | X_Methanation | 1 | 0.41667 | 0.41667 | 0.41667 | 0.41667 | 0.41667 | 0.41667 | 0.41667 | 0.41667
World | X_Methanation | 2 | 1.2778 | 1.2778 | 1.2778 | 1.2778 | 1.2778 | 1.2778 | 1.2778 | 1.2778
World | CHP_Gas | 2 | 0 | 0 | 0 | 0 | 0 | 0 | 0 | 0
World | HHT_Gas | 2 | 0 | 0 | 0 | 0 | 0 | 0 | 0 | 0
World | HLT_Gas | 2 | 0 | 0 | 0 | 0 | 0 | 0 | 0 | 0
World | P_Gas | 2 | 0 | 0 | 0 | 0 | 0 | 0 | 0 | 0
World | CHP_Gas | 3 | 0 | 0 | 0 | 0 | 0 | 0 | 0 | 0
World | HHT_Gas | 3 | 0 | 0 | 0 | 0 | 0 | 0 | 0 | 0
World | HLT_Gas | 3 | 0 | 0 | 0 | 0 | 0 | 0 | 0 | 0
World | P_Gas | 3 | 0 | 0 | 0 | 0 | 0 | 0 | 0 | 0
World | CHP_Biomass_CCS | 1 | 0.556 | 0.556 | 0.556 | 0.556 | 0.556 | 0.556 | 0.556 | 0.556
World | P_Biomass_CCS | 1 | 0.556 | 0.556 | 0.556 | 0.556 | 0.556 | 0.556 | 0.556 | 0.556
World | A_CCS_Capacity | 1 | 0.5 | 0.5 | 0.5 | 0.5 | 0.5 | 0.5 | 0.5 | 0.5
GrandeTerreNorth | FRT_Rail_Conv | 1 | 0 | 0 | 0 | 0 | 0 | 0 | 0 | 0
GrandeTerreNorth | FRT_Rail_Electric | 1 | 0 | 0 | 0 | 0 | 0 | 0 | 0 | 0
GrandeTerreNorth | FRT_Road_BEV | 1 | 0 | 0 | 0 | 0 | 0 | 0 | 0 | 0
GrandeTerreNorth | FRT_Road_H2 | 1 | 0 | 0 | 0 | 0 | 0 | 0 | 0 | 0
GrandeTerreNorth | FRT_Road_ICE | 1 | 0 | 0 | 0 | 0 | 0 | 0 | 0 | 0
GrandeTerreNorth | FRT_Road_PHEV | 1 | 0 | 0 | 0 | 0 | 0 | 0 | 0 | 0
GrandeTerreNorth | FRT_Ship_Bio | 1 | 0 | 0 | 0 | 0 | 0 | 0 | 0 | 0
GrandeTerreNorth | FRT_Ship_Conv | 1 | 0 | 0 | 0 | 0 | 0 | 0 | 0 | 0
GrandeTerreNorth | FRT_Ship_H2 | 1 | 0 | 0 | 0 | 0 | 0 | 0 | 0 | 0
GrandeTerreNorth | P_Coal_Hardcoal | 1 | 0 | 0 | 0 | 0 | 0 | 0 | 0 | 0
GrandeTerreNorth | P_Coal_Lignite | 1 | 0 | 0 | 0 | 0 | 0 | 0 | 0 | 0
GrandeTerreNorth | P_Gas | 1 | 0 | 0 | 0 | 0 | 0 | 0 | 0 | 0
GrandeTerreNorth | P_Nuclear | 1 | 0 | 0 | 0 | 0 | 0 | 0 | 0 | 0
GrandeTerreNorth | P_Oil | 1 | 0 | 0 | 0 | 0 | 0 | 0 | 0 | 0
GrandeTerreNorth | P_Biomass | 1 | 0 | 0 | 0 | 0 | 0 | 0 | 0 | 0
GrandeTerreNorth | PSNG_Air_Bio | 1 | 0 | 0 | 0 | 0 | 0 | 0 | 0 | 0
GrandeTerreNorth | PSNG_Air_Conv | 1 | 0 | 0 | 0 | 0 | 0 | 0 | 0 | 0
GrandeTerreNorth | PSNG_Air_H2 | 1 | 0 | 0 | 0 | 0 | 0 | 0 | 0 | 0
GrandeTerreNorth | PSNG_Rail_Conv | 1 | 0 | 0 | 0 | 0 | 0 | 0 | 0 | 0
GrandeTerreNorth | PSNG_Rail_Electric | 1 | 0 | 0 | 0 | 0 | 0 | 0 | 0 | 0
GrandeTerreNorth | PSNG_Road_BEV | 1 | 0 | 0 | 0 | 0 | 0 | 0 | 0 | 0
GrandeTerreNorth | PSNG_Road_H2 | 1 | 0 | 0 | 0 | 0 | 0 | 0 | 0 | 0
GrandeTerreNorth | PSNG_Road_ICE | 1 | 0 | 0 | 0 | 0 | 0 | 0 | 0 | 0
GrandeTerreNorth | PSNG_Road_PHEV | 1 | 0 | 0 | 0 | 0 | 0 | 0 | 0 | 0
GrandeTerreNorth | R_Gas | 1 | 7.818 | 5.9417 | 5.6446 | 5.3624 | 5.0943 | 4.8396 | 4.5976 | 4.3677
GrandeTerreNorth | R_Nuclear | 1 | 0.81692 | 0.65353 | 0.65353 | 0.65353 | 0.65353 | 0.65353 | 0.65353 | 0.65353
GrandeTerreNorth | R_Oil | 1 | 4.5255 | 3.4394 | 3.2674 | 3.1041 | 2.9489 | 2.8014 | 2.6613 | 2.5283
GrandeTerreNorth | RES_CSP | 1 | 0 | 0 | 0 | 0 | 0 | 0 | 0 | 0
GrandeTerreNorth | RES_CSP_Storage | 1 | 0 | 0 | 0 | 0 | 0 | 0 | 0 | 0
GrandeTerreNorth | RES_Geothermal | 1 | 0.83333 | 0.70833 | 0.70833 | 0.70833 | 0.70833 | 0.70833 | 0.70833 | 0.70833
GrandeTerreNorth | RES_Hydro_Large | 1 | 0 | 0 | 0 | 0 | 0 | 0 | 0 | 0
GrandeTerreNorth | RES_Hydro_Small | 1 | 0 | 0 | 0 | 0 | 0 | 0 | 0 | 0
GrandeTerreNorth | RES_Ocean | 1 | 0 | 0 | 0 | 0 | 0 | 0 | 0 | 0
GrandeTerreNorth | RES_PV_Rooftop | 1 | 0 | 0 | 0 | 0 | 0 | 0 | 0 | 0
GrandeTerreNorth | RES_PV_Utility_Avg | 1 | 0 | 0 | 0 | 0 | 0 | 0 | 0 | 0
GrandeTerreNorth | RES_PV_Utility_Inf | 1 | 0 | 0 | 0 | 0 | 0 | 0 | 0 | 0
GrandeTerreNorth | RES_PV_Utility_Opt | 1 | 0 | 0 | 0 | 0 | 0 | 0 | 0 | 0
GrandeTerreNorth | RES_Wind_Offshore_Transitional | 1 | 0 | 0 | 0 | 0 | 0 | 0 | 0 | 0
GrandeTerreNorth | RES_Wind_Offshore_Shallow | 1 | 0 | 0 | 0 | 0 | 0 | 0 | 0 | 0
GrandeTerreNorth | RES_Wind_Offshore_Deep | 1 | 0 | 0 | 0 | 0 | 0 | 0 | 0 | 0
GrandeTerreNorth | RES_Wind_Onshore_Avg | 1 | 0 | 0 | 0 | 0 | 0 | 0 | 0 | 0
GrandeTerreNorth | RES_Wind_Onshore_Inf | 1 | 0 | 0 | 0 | 0 | 0 | 0 | 0 | 0
GrandeTerreNorth | RES_Wind_Onshore_Opt | 1 | 0 | 0 | 0 | 0 | 0 | 0 | 0 | 0
GrandeTerreNorth | RES_Biomass | 1 | 3.91 | 3.536 | 3.7485 | 3.961 | 4.1735 | 4.386 | 4.5985 | 4.811
GrandeTerreNorth | X_Electrolysis | 1 | 0.001 | 0.00065 | 0.00065 | 0.00065 | 0.00065 | 0.00065 | 0.00065 | 0.00065
GrandeTerreNorth | X_Fuel_Cell | 1 | 11.1111 | 4.5139 | 4.3333 | 4.1528 | 3.5208 | 2.8889 | 2.8889 | 2.8889
GrandeTerreNorth | X_Fuel_Cell | 2 | 11.1111 | 4.5139 | 4.3333 | 4.1528 | 3.5208 | 2.8889 | 2.8889 | 2.8889
GrandeTerreNorth | X_Methanation | 1 | 0.41667 | 0.27083 | 0.27083 | 0.27083 | 0.27083 | 0.27083 | 0.27083 | 0.27083
GrandeTerreNorth | X_Methanation | 2 | 1.2778 | 0.83056 | 0.83056 | 0.83056 | 0.83056 | 0.83056 | 0.83056 | 0.83056
GrandeTerreNorth | Z_Import_Oil | 1 | 9.0735 | 6.1324 | 8.9706 | 8.4118 | 7.15 | 5.72 | 4.4616 | 3.3462
GrandeTerreNorth | Z_Import_Hardcoal | 1 | 2.4045 | 1.8855 | 2.3615 | 1.7504 | 1.3128 | 0.9846 | 0.73845 | 0.55384
GrandeTerreNorth | Z_Import_Gas | 1 | 4.6746 | 2.815 | 6.9096 | 5.3741 | 4.568 | 3.5859 | 2.7791 | 2.0843
GrandeTerreNorth | P_Gas | 2 | 0 | 0 | 0 | 0 | 0 | 0 | 0 | 0
GrandeTerreNorth | P_Gas | 3 | 0 | 0 | 0 | 0 | 0 | 0 | 0 | 0
GrandeTerreNorth | CHP_Biomass_CCS | 1 | 0.556 | 0.4726 | 0.4726 | 0.4726 | 0.4726 | 0.4726 | 0.4726 | 0.4726
GrandeTerreNorth | P_Biomass_CCS | 1 | 0.556 | 0.4726 | 0.4726 | 0.4726 | 0.4726 | 0.4726 | 0.4726 | 0.4726
GrandeTerreNorth | A_CCS_Capacity | 1 | 0.5 | 0.425 | 0.425 | 0.425 | 0.425 | 0.425 | 0.425 | 0.425
GrandeTerreNorth | A_Air | 1 | 0.5 | 0.425 | 0.425 | 0.425 | 0.425 | 0.425 | 0.425 | 0.425
GrandeTerreNorth | HHI_BF_BOF_CCS | 1 | 1.44 | 1.368 | 1.368 | 1.368 | 1.368 | 1.368 | 1.368 | 1.368
GrandeTerreNorth | HHI_BF_BOF_CCS | 2 | 1.44 | 1.368 | 1.368 | 1.368 | 1.368 | 1.368 | 1.368 | 1.368
GrandeTerreNorth | HHI_BF_BOF_CCS | 2 | 1.44 | 1.368 | 1.368 | 1.368 | 1.368 | 1.368 | 1.368 | 1.368
GrandeTerreNorth | HHI_BF_BOF_CCS | 3 | 1.44 | 1.368 | 1.368 | 1.368 | 1.368 | 1.368 | 1.368 | 1.368
GrandeTerreNorth | HHI_BF_BOF_CCS | 3 | 1.44 | 1.368 | 1.368 | 1.368 | 1.368 | 1.368 | 1.368 | 1.368
GrandeTerreNorth | HHI_BF_BOF_CCS | 4 | 1.44 | 1.368 | 1.368 | 1.368 | 1.368 | 1.368 | 1.368 | 1.368
GrandeTerreNorth | HHI_DRI_EAF_CCS | 1 | 1.44 | 1.224 | 1.224 | 1.224 | 1.224 | 1.224 | 1.224 | 1.224
GrandeTerreNorth | HLI_Biomass_CHP_CCS | 1 | 1.44 | 1.224 | 1.224 | 1.224 | 1.224 | 1.224 | 1.224 | 1.224
GrandeTerreNorth | HLI_Hardcoal_CHP_CCS | 1 | 1.44 | 1.368 | 1.368 | 1.368 | 1.368 | 1.368 | 1.368 | 1.368
GrandeTerreNorth | HLI_Lignite_CHP_CCS | 1 | 1.44 | 1.368 | 1.368 | 1.368 | 1.368 | 1.368 | 1.368 | 1.368
GrandeTerreNorth | HLR_Biomass_CHP_CCS | 1 | 1.44 | 1.224 | 1.224 | 1.224 | 1.224 | 1.224 | 1.224 | 1.224
GrandeTerreNorth | HLR_Hardcoal_CHP_CCS | 1 | 1.44 | 1.368 | 1.368 | 1.368 | 1.368 | 1.368 | 1.368 | 1.368
GrandeTerreNorth | HLR_Lignite_CHP_CCS | 1 | 1.44 | 1.368 | 1.368 | 1.368 | 1.368 | 1.368 | 1.368 | 1.368
GrandeTerreNorth | HMI_Gas_CCS | 1 | 1.44 | 1.368 | 1.368 | 1.368 | 1.368 | 1.368 | 1.368 | 1.368
GrandeTerreNorth | HMI_HardCoal_CCS | 1 | 1.44 | 1.368 | 1.368 | 1.368 | 1.368 | 1.368 | 1.368 | 1.368
GrandeTerreNorth | P_Coal_Hardcoal_CCS | 1 | 1.44 | 1.368 | 1.368 | 1.368 | 1.368 | 1.368 | 1.368 | 1.368
GrandeTerreNorth | P_Coal_Lignite_CCS | 1 | 1.44 | 1.368 | 1.368 | 1.368 | 1.368 | 1.368 | 1.368 | 1.368
GrandeTerreNorth | P_Gas_CCS | 1 | 1.44 | 1.368 | 1.368 | 1.368 | 1.368 | 1.368 | 1.368 | 1.368
GrandeTerreNorth | X_DAC | 1 | 1.44 | 1.152 | 1.152 | 1.152 | 1.152 | 1.152 | 1.152 | 1.152
GrandeTerreNorth | X_SMR_CCS | 1 | 1.44 | 1.152 | 1.152 | 1.152 | 1.152 | 1.152 | 1.152 | 1.152
GrandeTerreNorth | RES_Biogas | 1 | 5.1769 | 4.6817 | 4.9631 | 5.2445 | 5.5258 | 5.8072 | 6.0885 | 6.3699
GrandeTerreNorth | RES_Grass | 1 | 3.3849 | 3.0611 | 3.2451 | 3.4291 | 3.613 | 3.797 | 3.981 | 4.1649
GrandeTerreNorth | RES_Paper_Cardboard | 1 | 9.2576 | 8.3721 | 8.8753 | 9.3784 | 9.8815 | 10.3847 | 10.8878 | 11.3909
GrandeTerreNorth | RES_Residues | 1 | 3.9823 | 3.6013 | 3.8178 | 4.0342 | 4.2506 | 4.467 | 4.6835 | 4.8999
GrandeTerreNorth | RES_Roundwood | 1 | 14.6814 | 13.2771 | 14.075 | 14.8729 | 15.6708 | 16.4687 | 17.2666 | 18.0645
GrandeTerreNorth | RES_Wood | 1 | 3.584 | 3.2412 | 3.436 | 3.6308 | 3.8256 | 4.0203 | 4.2151 | 4.4099
GrandeTerreNorth | Z_Import_LNG | 1 | 6.6347 | 3.9954 | 9.8068 | 7.6275 | 6.4834 | 5.0895 | 3.9443 | 2.9582
GrandeTerreNorth | R_Coal_Lignite | 1 | 2.3247 | 1.4134 | 1.3427 | 1.2756 | 1.2118 | 1.1512 | 1.0937 | 1.039
GrandeTerreNorth | R_Coal_Lignite | 1 | 2.3247 | 1.4134 | 1.3427 | 1.2756 | 1.2118 | 1.1512 | 1.0937 | 1.039
GrandeTerreNorth | R_Coal_Lignite | 1 | 2.3247 | 1.4134 | 1.3427 | 1.2756 | 1.2118 | 1.1512 | 1.0937 | 1.039
GrandeTerreNorth | R_Coal_Lignite | 1 | 2.3247 | 1.4134 | 1.3427 | 1.2756 | 1.2118 | 1.1512 | 1.0937 | 1.039
GrandeTerreNorth | R_Coal_Lignite | 1 | 2.3247 | 1.4134 | 1.3427 | 1.2756 | 1.2118 | 1.1512 | 1.0937 | 1.039
GrandeTerreNorth | R_Coal_Hardcoal | 1 | 3.1105 | 1.8912 | 1.7966 | 1.7068 | 1.6214 | 1.5404 | 1.4633 | 1.3902
GrandeTerreNorth | R_Coal_Hardcoal | 1 | 3.1105 | 1.8912 | 1.7966 | 1.7068 | 1.6214 | 1.5404 | 1.4633 | 1.3902
GrandeTerreNorth | R_Coal_Hardcoal | 1 | 3.1105 | 1.8912 | 1.7966 | 1.7068 | 1.6214 | 1.5404 | 1.4633 | 1.3902
GrandeTerreNorth | R_Coal_Hardcoal | 1 | 3.1105 | 1.8912 | 1.7966 | 1.7068 | 1.6214 | 1.5404 | 1.4633 | 1.3902
GrandeTerreNorth | R_Coal_Hardcoal | 1 | 3.1105 | 1.8912 | 1.7966 | 1.7068 | 1.6214 | 1.5404 | 1.4633 | 1.3902
GrandeTerreNorth | X_DAC_LT | 1 | 1.44 | 1.152 | 1.152 | 1.152 | 1.152 | 1.152 | 1.152 | 1.152
GrandeTerreNorth | X_DAC_HT | 1 | 1.44 | 1.152 | 1.152 | 1.152 | 1.152 | 1.152 | 1.152 | 1.152
GrandeTerreNorth | Z_Import_H2 | 1 | 99 | 50 | 35 | 29 | 23 | 17 | 13.334 | 10.4177
GrandeTerreNorth | HLI_Convert_DH | 1 | 0.001 | 0.001 | 0.001 | 0.001 | 0.001 | 0.001 | 0.001 | 0.001 | assumption | 1.4734
GrandeTerreNorth | HLR_Convert_DH | 1 | 0.001 | 0.001 | 0.001 | 0.001 | 0.001 | 0.001 | 0.001 | 0.001

## Par_FixedCost
FixedCost{r in REGION, t in TECHNOLOGY, y in YEAR}
The annual cost per unit of capacity of a technology.
Unit: M€/GW
Region | Technology | 2018 | 2021 | 2025 | 2030 | 2035 | 2040 | 2045 | 2050
World | CHP_Coal_Hardcoal | 50.75 | 50.75 | 50.75 | 50.75 | 50.75 | 50.75 | 50.75 | 50.75
World | CHP_Coal_Lignite | 50.75 | 50.75 | 50.75 | 50.75 | 50.75 | 50.75 | 50.75 | 50.75
World | CHP_Gas | 24.444 | 24.444 | 24.444 | 24.444 | 24.444 | 24.444 | 24.444 | 24.444
World | CHP_Nuclear | 119.07 | 115.101 | 106.47 | 98.154 | 89.586 | 81.396 | 80.8605 | 75.6
World | CHP_Biomass | 84.41 | 75.9 | 72.335 | 68.77 | 66.01 | 63.25 | 60.835 | 58.42
World | D_Battery_Li-Ion | 0.686 | 0.34 | 0.31 | 0.28 | 0.28 | 0.28 | 0.28 | 0.28
World | D_Battery_Redox | 24.8 | 16.2 | 15.4 | 14.6 | 10.4 | 6.2 | 6.2 | 6.2
World | D_Gas_H2 | 7.8 | 7.8 | 7.345 | 6.89 | 6.76 | 6.63 | 6.24 | 5.85
World | D_Gas_Methane | 7.8 | 7.8 | 7.345 | 6.89 | 6.76 | 6.63 | 6.24 | 5.85
World | D_Heat_HLI | 2.4 | 2.4 | 2.4 | 2.4 | 2.4 | 2.4 | 2.4 | 2.4
World | D_Heat_HLR | 2.4 | 2.4 | 2.4 | 2.4 | 2.4 | 2.4 | 2.4 | 2.4
World | D_PHS | 22.5 | 22.5 | 22.5 | 22.5 | 22.5 | 22.5 | 22.5 | 22.5
World | D_PHS_Residual | 22.5 | 22.5 | 22.5 | 22.5 | 22.5 | 22.5 | 22.5 | 22.5
World | D_CAES | 7.8 | 7.8 | 7.345 | 6.89 | 6.76 | 6.63 | 6.24 | 5.85
World | FRT_Rail_Conv | 3.6184 | 3.5667 | 3.515 | 3.4633 | 3.4117 | 3.36 | 3.3083 | 3.2566
World | FRT_Rail_Electric | 5.1692 | 4.763 | 4.3569 | 3.9507 | 3.5446 | 3.1384 | 2.7323 | 2.3261
World | FRT_Road_OH | 8.9952 | 8.8093 | 8.6234 | 8.4374 | 8.2515 | 8.0656 | 7.8796 | 7.6937
World | FRT_Road_BEV | 19.3664 | 18.9661 | 18.5658 | 18.1655 | 17.7652 | 17.3649 | 16.9646 | 16.5643
World | FRT_Road_H2 | 17.0799 | 15.7493 | 14.4187 | 13.088 | 11.7574 | 10.4267 | 9.0961 | 7.7655
World | FRT_Road_ICE | 6.1224 | 6.0641 | 6.0058 | 5.9475 | 5.8892 | 5.8309 | 5.7726 | 5.7143
World | FRT_Road_PHEV | 8.6179 | 8.4499 | 8.2819 | 8.114 | 7.946 | 7.778 | 7.61 | 7.442
World | FRT_Ship_Bio | 10.3036 | 10.036 | 9.7684 | 9.5007 | 9.2331 | 8.9655 | 8.6979 | 8.4302
World | FRT_Ship_Conv | 9.3669 | 9.2331 | 9.0993 | 8.9655 | 8.8317 | 8.6979 | 8.564 | 8.4302
World | HHT_Biomass | 63.58 | 57.64 | 54.89 | 52.14 | 49.72 | 47.3 | 45.1 | 42.9
World | HHT_Coal_Hardcoal | 40 | 40 | 40 | 40 | 40 | 40 | 40 | 40
World | HHT_Coal_Lignite | 50 | 50 | 50 | 50 | 50 | 50 | 50 | 50
World | HHT_Electric_Furnace | 7 | 7 | 7 | 7 | 7 | 7 | 7 | 7
World | HHT_Gas | 19.4 | 19.4 | 19.4 | 19.4 | 19.4 | 19.4 | 19.4 | 19.4
World | HHT_Geothermal | 3500 | 3400 | 3300 | 3200 | 3105 | 3010 | 2920 | 2830
World | HHT_Oil | 3.9 | 3.9 | 3.9 | 3.9 | 3.9 | 3.9 | 3.9 | 3.9
World | HHT_H2 | 0 | 0 | 0 | 0 | 0 | 0 | 0 | 0
World | HLT_Biomass | 63.58 | 57.64 | 54.89 | 52.14 | 49.72 | 47.3 | 45.1 | 42.9
World | HLT_Coal_Hardcoal | 40 | 40 | 40 | 40 | 40 | 40 | 40 | 40
World | HLT_Coal_Lignite | 50 | 50 | 50 | 50 | 50 | 50 | 50 | 50
World | HLT_Electric_Furnace | 24 | 24 | 24 | 24 | 24 | 24 | 24 | 24
World | HLT_Gas | 19.4 | 19.4 | 19.4 | 19.4 | 19.4 | 19.4 | 19.4 | 19.4
World | HLT_Geothermal | 34 | 33 | 24 | 15.5 | 15.05 | 14.6 | 14.15 | 13.7
World | HLT_Heatpump | 16 | 15.6 | 11.325 | 7.3 | 7.1 | 6.9 | 6.7 | 6.5
World | HLT_Rooftop_Commercial | 27.5 | 22.5 | 21.375 | 20.25 | 19.625 | 19 | 18.5 | 18
World | HLT_Rooftop_Residential | 26.2 | 22 | 20.9 | 19.8 | 19.2 | 18.6 | 18.1 | 17.6
World | HLT_Oil | 14.85 | 14.85 | 14.85 | 14.85 | 14.85 | 14.85 | 14.85 | 14.85
World | P_Coal_Hardcoal | 40 | 40 | 40 | 40 | 40 | 40 | 40 | 40
World | P_Coal_Lignite | 38 | 38 | 38 | 38 | 38 | 38 | 38 | 38
World | P_Gas | 16.25 | 15.8929 | 15.5357 | 15.1786 | 14.8214 | 14.4643 | 14.1071 | 13.75
World | P_Nuclear | 94.5 | 91.35 | 84.5 | 77.9 | 71.1 | 64.6 | 64.175 | 60
World | P_Oil | 6.96 | 6.81 | 6.66 | 6.51 | 6.36 | 6.21 | 6.06 | 5.91
World | P_Biomass | 63.58 | 57.64 | 54.89 | 52.14 | 49.72 | 47.3 | 45.1 | 42.9
World | PSNG_Air_Bio | 0.38915 | 0.37904 | 0.36893 | 0.35882 | 0.34872 | 0.33861 | 0.3285 | 0.31839
World | PSNG_Air_Conv | 0.35377 | 0.34872 | 0.34366 | 0.33861 | 0.33356 | 0.3285 | 0.32345 | 0.31839
World | PSNG_Air_H2 | 0.63679 | 0.59585 | 0.55492 | 0.51398 | 0.47304 | 0.43211 | 0.39117 | 0.35023
World | PSNG_Rail_Conv | 0.20924 | 0.20625 | 0.20326 | 0.20027 | 0.19728 | 0.19429 | 0.1913 | 0.18832
World | PSNG_Rail_Electric | 0.29891 | 0.29464 | 0.29037 | 0.2861 | 0.28183 | 0.27756 | 0.27329 | 0.26902
World | PSNG_Road_BEV | 3.8667 | 3.5674 | 3.2681 | 2.9688 | 2.6696 | 2.3703 | 2.071 | 1.7717
World | PSNG_Road_H2 | 7.3333 | 6.4898 | 5.6464 | 4.8029 | 3.9594 | 3.1159 | 2.2724 | 1.4289
World | PSNG_Road_ICE | 2.4 | 2.2001 | 2.0002 | 1.8004 | 1.6005 | 1.4006 | 1.2007 | 1.0009
World | PSNG_Road_PHEV | 3.6 | 3.276 | 2.9521 | 2.6281 | 2.3042 | 1.9802 | 1.6563 | 1.3323
World | RES_Biomass
World | RES_CSP | 193.496 | 188.404 | 183.312 | 178.22 | 170.582 | 162.944 | 156.579 | 152.76
World | RES_CSP_Storage | 217.496 | 200.404 | 191.312 | 184.22 | 175.382 | 166.944 | 159.979 | 155.76
World | RES_Geothermal | 80 | 80 | 80 | 80 | 80 | 80 | 80 | 80
World | RES_Hydro_Large | 22 | 22 | 22 | 22 | 22 | 22 | 22 | 22
World | RES_Hydro_Small | 66 | 66 | 66 | 66 | 66 | 66 | 66 | 66
World | RES_Ocean | 336.26 | 183.42 | 164.3725 | 144.02 | 127.9238 | 102.125 | 102.925 | 102.9
World | RES_PV_Rooftop_Commercial | 27.5 | 22.5 | 21.375 | 20.25 | 19.625 | 19 | 18.5 | 18
World | RES_PV_Rooftop_Residential | 26.2 | 22 | 20.9 | 19.8 | 19.2 | 18.6 | 18.1 | 17.6
World | RES_PV_Utility_Avg | 17.34 | 10.3785 | 8.738 | 7.65 | 6.46 | 5.559 | 5.0235 | 4.539
World | RES_PV_Utility_Inf | 17.34 | 10.3785 | 8.738 | 7.65 | 6.46 | 5.559 | 5.0235 | 4.539
World | RES_PV_Utility_Opt | 17.34 | 10.3785 | 8.738 | 7.65 | 6.46 | 5.559 | 5.0235 | 4.539
World | RES_Wind_Offshore_Transitional | 129.5 | 84.3733 | 68.2 | 58.08 | 52.2 | 47.88 | 41.8608 | 36.6241
World | RES_Wind_Offshore_Shallow | 110.075 | 71.7173 | 57.97 | 49.368 | 44.37 | 40.698 | 35.5817 | 31.1305
World | RES_Wind_Offshore_Deep | 148.925 | 97.0293 | 78.43 | 66.792 | 60.03 | 55.062 | 48.1399 | 42.1177
World | RES_Wind_Onshore_Avg | 25 | 23 | 21 | 20 | 19 | 19 | 18 | 18
World | RES_Wind_Onshore_Inf | 25 | 23 | 21 | 20 | 19 | 19 | 18 | 18
World | RES_Wind_Onshore_Opt | 25 | 23 | 21 | 20 | 19 | 19 | 18 | 18
World | X_Electrolysis | 24 | 20.55 | 15 | 10.89 | 9.75 | 8.88 | 8.01 | 7.44
World | X_Fuel_Cell | 0 | 0 | 0 | 0 | 0 | 0 | 0 | 0
World | X_Methanation | 10 | 8 | 6 | 5 | 4 | 4 | 3 | 3
World | CCS_Biomass | 120 | 120 | 120 | 120 | 120 | 120 | 120 | 120
World | CHP_Biomass_CCS | 126.615 | 113.85 | 108.5025 | 103.155 | 99.015 | 94.875 | 91.2525 | 87.63
World | P_Biomass_CCS | 95.37 | 86.46 | 82.335 | 78.21 | 74.58 | 70.95 | 67.65 | 64.35
World | HLR_Gas_Boiler | 6.825 | 6.825 | 6.825 | 6.825 | 6.825 | 6.825 | 6.825 | 6.825
World | HLR_Gas_CHP | 34.1775 | 34.1775 | 34.1775 | 34.1775 | 34.1775 | 34.1775 | 34.1775 | 34.1775
World | HLR_Biomass | 101.15 | 91.7 | 87.325 | 82.95 | 79.1 | 75.25 | 71.75 | 68.25
World | HLR_Biomass_CHP | 128.45 | 115.5 | 110.075 | 104.65 | 100.45 | 96.25 | 92.575 | 88.9
World | HLR_Hardcoal | 56 | 56 | 56 | 56 | 56 | 56 | 56 | 56
World | HLR_Lignite | 70 | 70 | 70 | 70 | 70 | 70 | 70 | 70
World | HLR_Hardcoal_CHP | 71.05 | 71.05 | 71.05 | 71.05 | 71.05 | 71.05 | 71.05 | 71.05
World | HLR_Lignite_CHP | 71.05 | 71.05 | 71.05 | 71.05 | 71.05 | 71.05 | 71.05 | 71.05
World | HLR_Direct_Electric | 28 | 28 | 28 | 28 | 28 | 28 | 28 | 28
World | HLR_Solar_Thermal | 27.055 | 27.055 | 27.055 | 27.055 | 27.055 | 27.055 | 27.055 | 27.055
World | HLR_Heatpump_Aerial | 28 | 27.3 | 26.425 | 25.55 | 24.85 | 24.15 | 23.45 | 22.75
World | HLR_Heatpump_Ground | 34 | 33 | 24 | 15.5 | 15.05 | 14.6 | 14.15 | 13.7
World | HLR_Geothermal | 183.75 | 173.95 | 165.2 | 156.45 | 148.575 | 140.7 | 133.525 | 126.35
World | HLR_Oil_Boiler | 17.325 | 17.325 | 17.325 | 17.325 | 17.325 | 17.325 | 17.325 | 17.325
World | HLI_Gas_Boiler | 6.825 | 6.825 | 6.825 | 6.825 | 6.825 | 6.825 | 6.825 | 6.825
World | HLI_Gas_CHP | 17.01 | 17.01 | 17.01 | 17.01 | 17.01 | 17.01 | 17.01 | 17.01
World | HLI_Biomass | 101.15 | 91.7 | 87.325 | 82.95 | 79.1 | 75.25 | 71.75 | 68.25
World | HLI_Biomass_CHP | 128.45 | 115.5 | 110.075 | 104.65 | 100.45 | 96.25 | 92.575 | 88.9
World | HLI_Hardcoal | 56 | 56 | 56 | 56 | 56 | 56 | 56 | 56
World | HLI_Lignite | 70 | 70 | 70 | 70 | 70 | 70 | 70 | 70
World | HLI_Hardcoal_CHP | 71.05 | 71.05 | 71.05 | 71.05 | 71.05 | 71.05 | 71.05 | 71.05
World | HLI_Lignite_CHP | 71.05 | 71.05 | 71.05 | 71.05 | 71.05 | 71.05 | 71.05 | 71.05
World | HLI_Solar_Thermal | 27.055 | 27.055 | 27.055 | 27.055 | 27.055 | 27.055 | 27.055 | 27.055
World | HLI_Fuelcell | 124.95 | 93.8 | 83.3 | 72.8 | 69.125 | 65.45 | 63.175 | 60.9
World | HLI_Geothermal | 183.75 | 173.95 | 165.2 | 156.45 | 148.575 | 140.7 | 133.525 | 126.35
World | HLI_Oil_Boiler | 17.325 | 17.325 | 17.325 | 17.325 | 17.325 | 17.325 | 17.325 | 17.325
World | HLI_Direct_Electric | 28 | 28 | 28 | 28 | 28 | 28 | 28 | 28
World | HLI_Oil_CHP | 32.55 | 32.55 | 32.55 | 32.55 | 32.55 | 32.55 | 32.55 | 32.55
World | HMI_Gas | 2.485 | 2.485 | 2.485 | 2.485 | 2.485 | 2.485 | 2.485 | 2.485
World | HMI_H2 | 4.795 | 4.795 | 4.795 | 4.795 | 4.795 | 4.795 | 4.795 | 4.795
World | HMI_Biomass | 4.48 | 4.48 | 4.48 | 4.48 | 4.48 | 4.48 | 4.48 | 4.48
World | HMI_HardCoal | 4.48 | 4.48 | 4.48 | 4.48 | 4.48 | 4.48 | 4.48 | 4.48
World | HMI_Steam_Electric | 3.605 | 3.605 | 3.605 | 3.605 | 3.605 | 3.605 | 3.605 | 3.605
World | HMI_Oil | 3.71 | 3.71 | 3.71 | 3.71 | 3.71 | 3.71 | 3.71 | 3.71
World | HHI_BF_BOF | 101.66 | 101.66 | 101.66 | 101.66 | 101.66 | 101.66 | 101.66 | 101.66
World | HHI_DRI_EAF | 165.6 | 155.5457 | 145.4914 | 135.4371 | 125.3829 | 115.3286 | 105.2743 | 95.22
World | HHI_Scrap_EAF | 73.6 | 70.9714 | 68.3429 | 65.7143 | 63.0857 | 60.4571 | 57.8286 | 55.2
World | HHI_H2DRI_EAF | 169.6 | 163.5429 | 157.4857 | 151.4286 | 145.3714 | 139.3143 | 133.2571 | 127.2
World | HHI_Molten_Electrolysis | 255.6 | 240.0814 | 224.5629 | 209.0443 | 193.5257 | 178.0071 | 162.4886 | 146.97
World | HHI_Bio_BF_BOF | 111.826 | 111.826 | 111.826 | 111.826 | 111.826 | 111.826 | 111.826 | 111.826
World | HHI_BF_BOF_CCS | 130.18 | 130.18 | 130.18 | 130.18 | 130.18 | 130.18 | 130.18 | 130.18
World | HHI_DRI_EAF_CCS | 215.2 | 202.1343 | 189.0686 | 176.0029 | 162.9371 | 149.8714 | 136.8057 | 123.74
World | HLI_Biomass_CHP_CCS | 248.283 | 245.196 | 242.109 | 239.022 | 235.935 | 232.848 | 229.761 | 226.674
World | HLI_Hardcoal_CHP_CCS | 147.735 | 142.695 | 137.655 | 132.615 | 127.575 | 122.535 | 117.495 | 112.455
World | HLI_Lignite_CHP_CCS | 154.35 | 154.35 | 154.35 | 154.35 | 154.35 | 154.35 | 154.35 | 154.35
World | HLR_Biomass_CHP_CCS | 248.283 | 245.196 | 242.109 | 239.022 | 235.935 | 232.848 | 229.761 | 226.674
World | HLR_Hardcoal_CHP_CCS | 147.735 | 142.695 | 137.655 | 132.615 | 127.575 | 122.535 | 117.495 | 112.455
World | HLR_Lignite_CHP_CCS | 154.35 | 154.35 | 154.35 | 154.35 | 154.35 | 154.35 | 154.35 | 154.35
World | HMI_Gas_CCS | 12.8073 | 12.6484 | 12.4821 | 12.3081 | 12.1256 | 11.9341 | 11.733 | 11.5214
World | HMI_HardCoal_CCS | 9.38 | 9.06 | 8.74 | 8.42 | 8.1 | 7.78 | 7.46 | 7.14
World | P_Coal_Hardcoal_CCS | 83.75 | 80.8929 | 78.0357 | 75.1786 | 72.3214 | 69.4643 | 66.6071 | 63.75
World | P_Coal_Lignite_CCS | 87.5 | 87.5 | 87.5 | 87.5 | 87.5 | 87.5 | 87.5 | 87.5
World | P_Gas_CCS | 37.5 | 37.5 | 37.5 | 37.5 | 37.5 | 37.5 | 37.5 | 37.5
World | X_SMR | 23.9244 | 22.867 | 21.8096 | 20.7522 | 19.6948 | 18.6374 | 17.58 | 16.5225
World | X_SMR_CCS | 123.3026 | 116.3903 | 109.5492 | 102.7842 | 96.1009 | 89.5053 | 83.0041 | 76.6045
World | A_Air
World | HLR_H2_Boiler | 22.75 | 21.95 | 21.15 | 20.35 | 19.55 | 18.75 | 17.95 | 17.15
World | HLI_H2_Boiler | 22.75 | 21.95 | 21.15 | 20.35 | 19.55 | 18.75 | 17.95 | 17.15
World | X_Biofuel | 36.5711 | 31.2936 | 23.0428 | 17.3936 | 15.461 | 14.123 | 12.785 | 11.8931
GrandeTerreNorth | X_Powerfuel | 947 | 892.8857 | 838.7714 | 784.6571 | 730.5429 | 608.7857 | 560.0829 | 511.38
GrandeTerreNorth | RES_Grass | 0.01 | 0.01 | 0.01 | 0.01 | 0.01 | 0.01 | 0.01 | 0.01
GrandeTerreNorth | RES_Wood | 0.01 | 0.01 | 0.01 | 0.01 | 0.01 | 0.01 | 0.01 | 0.01
GrandeTerreNorth | RES_Residues | 0.01 | 0.01 | 0.01 | 0.01 | 0.01 | 0.01 | 0.01 | 0.01
GrandeTerreNorth | RES_Paper_Cardboard | 0.01 | 0.01 | 0.01 | 0.01 | 0.01 | 0.01 | 0.01 | 0.01
GrandeTerreNorth | RES_Roundwood | 0.01 | 0.01 | 0.01 | 0.01 | 0.01 | 0.01 | 0.01 | 0.01
GrandeTerreNorth | RES_Biogas | 771 | 731 | 706 | 680 | 653 | 632 | 609 | 589
GrandeTerreNorth | X_Gasifier | 1 | 0.95714 | 0.91429 | 0.87143 | 0.82857 | 0.78571 | 0.74286 | 0.7
GrandeTerreNorth | X_Liquifier | 1 | 0.95714 | 0.91429 | 0.87143 | 0.82857 | 0.78571 | 0.74286 | 0.7
GrandeTerreNorth | FRT_Road_LNG | 6.1224 | 6.0641 | 6.0058 | 5.9475 | 5.8892 | 5.8309 | 5.7726 | 5.7143
GrandeTerreNorth | FRT_Ship_LNG | 10.3036 | 10.036 | 9.7684 | 9.5007 | 9.2331 | 8.9655 | 8.6979 | 8.4302
GrandeTerreNorth | PSNG_Road_LNG | 48 | 44.0024 | 40.0049 | 36.0073 | 32.0098 | 28.0122 | 24.0147 | 20.0171
GrandeTerreNorth | P_H2_OCGT | 516 | 512.3143 | 466.2429 | 462.8643 | 438.6 | 435.375 | 432.15 | 428.925
GrandeTerreNorth | X_DAC_LT | 730 | 698.7143 | 488.2286 | 294.5429 | 238.2143 | 186.2143 | 161.9429 | 139.3
GrandeTerreNorth | X_DAC_HT | 815 | 780.0714 | 545.3714 | 329.4 | 266.3857 | 208.2143 | 180.8857 | 155.4
GrandeTerreNorth | P_Gas_CCGT | 26 | 26 | 17 | 17 | 17 | 17 | 17 | 17
GrandeTerreNorth | P_Gas_OCGT | 12 | 12 | 8 | 8 | 8 | 8 | 8 | 8
GrandeTerreNorth | P_Gas_Engines | 13 | 13 | 9 | 9 | 9 | 9 | 9 | 9
GrandeTerreNorth | CHP_Biomass_Solid | 50.6 | 48.07 | 45.54 | 44.275 | 43.01 | 43.01 | 43.01 | 43.01
GrandeTerreNorth | CHP_Coal_Hardcoal | 44 | 44 | 44 | 44 | 44 | 44 | 44 | 44
GrandeTerreNorth | CHP_Coal_Lignite | 41.8 | 41.8 | 41.8 | 41.8 | 41.8 | 41.8 | 41.8 | 41.8
GrandeTerreNorth | CHP_Gas_CCGT_Natural | 28.6 | 28.6 | 18.7 | 18.7 | 18.7 | 18.7 | 18.7 | 18.7
GrandeTerreNorth | CHP_Gas_CCGT_Biogas | 28.6 | 28.6 | 18.7 | 18.7 | 18.7 | 18.7 | 18.7 | 18.7
GrandeTerreNorth | CHP_Gas_CCGT_SynGas | 28.6 | 28.6 | 18.7 | 18.7 | 18.7 | 18.7 | 18.7 | 18.7
GrandeTerreNorth | CHP_Biomass_Solid_CCS | 55 | 45.1 | 42.9 | 41.8 | 40.7 | 40.7 | 40.7 | 40.7 | JRC-TIMES+DEA
GrandeTerreNorth | CHP_Coal_Hardcoal_CCS | 66 | 66 | 66 | 66 | 66 | 66 | 66 | 66 | JRC-TIMES+DEA
GrandeTerreNorth | CHP_Coal_Lignite_CCS | 62.7 | 62.7 | 62.7 | 62.7 | 62.7 | 62.7 | 62.7 | 62.7 | JRC-TIMES+DEA
GrandeTerreNorth | CHP_Gas_CCGT_Natural_CCS | 42.9 | 42.9 | 28.05 | 28.05 | 28.05 | 28.05 | 28.05 | 28.05 | JRC-TIMES+DEA
GrandeTerreNorth | CHP_Gas_CCGT_Biogas_CCS | 42.9 | 42.9 | 28.05 | 28.05 | 28.05 | 28.05 | 28.05 | 28.05 | JRC-TIMES+DEA
GrandeTerreNorth | CHP_Hydrogen_FuelCell | 22 | 21.1429 | 20.2857 | 19.4286 | 18.5714 | 17.7143 | 16.8571 | 16 | JRC-TIMES+DEA
GrandeTerreNorth | HLI_Convert_DH | [8 empty] | own assumption | bar: 2018 to 2050
GrandeTerreNorth | HLR_Convert_DH | [8 empty] | own assumption | bar: 2018 to 2050
GrandeTerreNorth | CHP_Oil | 32.55 | 32.55 | 32.55 | 32.55 | 32.55 | 32.55 | 32.55 | 32.55 | annahme 3,5% capex nach
GrandeTerreNorth | Res_PV_Utility_Tracking | 18 | 16.8 | 13.2 | 12 | 10.8 | 10.8 | 9.6 | 8.88

## Par_ResidualCapacity
ResidualCapacity{r in REGION, t in TECHNOLOGY, y in YEAR}
The capacity left over from periods prior to the modeling period.
Unit: GW
|  | 2018 | 2021 | 2025 | 2030 | 2035 | 2040 | 2045 | 2050
MarieGalante | RES_Wind_Onshore_Avg | 0.00386 | 0.0039 | 0.00312 | 0.00195 | 0.00039
MarieGalante | RES_PV_Utility_Avg | 0.00222 | 0.00213 | 0.001704 | 0.001065 | 0.000213
MarieGalante | P_Oil | 0.0071 | 0.0071 | 0.00568 | 0.00355 | 0.00071
LaDesirade | RES_Wind_Onshore_Avg | 0.0036 | 0.0089 | 0.00712 | 0.00445 | 0.00089
LaDesirade | RES_PV_Utility_Avg | 0 | 0.00257 | 0.002056 | 0.001285 | 0.000257
MinorIslands | RES_Wind_Onshore_Avg | 0.00193 | 0 | 0 | 0 | 0
MinorIslands | RES_PV_Utility_Avg | 0 | 0.00286 | 0.002288 | 0.00143 | 0.000286
MinorIslands | P_Oil | 0.0015 | 0.0015 | 0.0012 | 0.00075 | 0.00015
BasseTerreNorth | RES_Wind_Onshore_Avg | 0 | 0.016 | 0.0128 | 0.008 | 0.0016
BasseTerreNorth | RES_PV_Utility_Avg | 0.00601 | 0.00784 | 0.006272 | 0.00392 | 0.000784
BasseTerreNorth | RES_Hydro_Small | 0.0024 | 0.0024 | 0.00192 | 0.0012 | 0.00024
BasseTerreNorth | P_Biomass | 0.00212 | 0.0014 | 0.00112 | 0.0007 | 0.00014
GrandSud | RES_Wind_Onshore_Avg | 0.00578 | 0 | 0 | 0 | 0
GrandSud | RES_PV_Utility_Avg | 0.0064 | 0.00637 | 0.005096 | 0.003185 | 0.000637
GrandSud | RES_Hydro_Small | 0.00797 | 0.00797 | 0.006376 | 0.003985 | 0.000797
GrandSud | RES_Geothermal | 0.0145 | 0.0145 | 0.0116 | 0.00725 | 0.00145
GrandSud | P_Biomass | 0.00078 | 0.00078 | 0.000624 | 0.00039 | 7.8e-05
CapExcellence | RES_Wind_Onshore_Avg | 0 | 0 | 0 | 0 | 0
CapExcellence | RES_PV_Utility_Avg | 0.02194 | 0.02565 | 0.02052 | 0.012825 | 0.002565
CapExcellence | P_Oil | 0.3276 | 0.292 | 0.2336 | 0.146 | 0.0292
CapExcellence | P_Biomass | 0.00226 | 0.0023 | 0.00184 | 0.00115 | 0.00023
GrandeTerreNorth | RES_Hydro_Small | 0.0002 | 0.0002 | 0.00016 | 0.0001 | 2e-05
GrandeTerreNorth | RES_Wind_Onshore_Avg | 0.00677 | 0.0134 | 0.01072 | 0.0067 | 0.00134
GrandeTerreNorth | RES_PV_Utility_Avg | 0.02445 | 0.02464 | 0.019712 | 0.01232 | 0.002464
GrandeTerreNorth | P_Coal_Hardcoal | 0.0517 | 0.0517 | 0.04136 | 0.02585 | 0.00517
GrandeTerreNorth | P_Biomass | 0.0413 | 0.0413 | 0.03304 | 0.02065 | 0.00413
RivieraDuLevant | RES_Wind_Onshore_Avg | 0.00434 | 0.0099 | 0.00792 | 0.00495 | 0.00099
RivieraDuLevant | RES_PV_Utility_Avg | 0.00939 | 0.01511 | 0.012088 | 0.007555 | 0.001511
MarieGalante | HLR_Solar_Thermal | 0.0016493 | 0.0016493 | 0.0013194 | 0.0006597 | 0.00016493 | 0 | 0 | 0
LaDesirade | HLR_Solar_Thermal | 0.00022166 | 0.00022166 | 0.00017732 | 8.8662e-05 | 2.2166e-05 | 0 | 0 | 0
MinorIslands | HLR_Solar_Thermal | 0.0003927 | 0.0003927 | 0.00031416 | 0.00015708 | 3.927e-05 | 0 | 0 | 0
GrandSud | HLR_Solar_Thermal | 0.01198 | 0.01198 | 0.0095842 | 0.0047921 | 0.001198 | 0 | 0 | 0
BasseTerreNorth | HLR_Solar_Thermal | 0.011755 | 0.011755 | 0.0094039 | 0.0047019 | 0.0011755 | 0 | 0 | 0
CapExcellence | HLR_Solar_Thermal | 0.01543 | 0.01543 | 0.012344 | 0.006172 | 0.001543 | 0 | 0 | 0
GrandeTerreNorth | HLR_Solar_Thermal | 0.0088496 | 0.0088496 | 0.0070797 | 0.0035399 | 0.00088496 | 0 | 0 | 0
RivieraDuLevant | HLR_Solar_Thermal | 0.0097217 | 0.0097217 | 0.0077774 | 0.0038887 | 0.00097217 | 0 | 0 | 0
MarieGalante | A_Rooftop_Commercial | 3.6 | 3.6 | 3.6 | 3.6 | 3.6 | 3.6 | 3.6 | 3.6
LaDesirade | A_Rooftop_Commercial | 0.24 | 0.24 | 0.24 | 0.24 | 0.24 | 0.24 | 0.24 | 0.24
MinorIslands | A_Rooftop_Commercial | 0.24 | 0.24 | 0.24 | 0.24 | 0.24 | 0.24 | 0.24 | 0.24
BasseTerreNorth | A_Rooftop_Commercial | 22.39 | 22.39 | 22.39 | 22.39 | 22.39 | 22.39 | 22.39 | 22.39
GrandSud | A_Rooftop_Commercial | 18.83 | 18.83 | 18.83 | 18.83 | 18.83 | 18.83 | 18.83 | 18.83
CapExcellence | A_Rooftop_Commercial | 21.85 | 21.85 | 21.85 | 21.85 | 21.85 | 21.85 | 21.85 | 21.85
GrandeTerreNorth | A_Rooftop_Commercial | 20.56 | 20.56 | 20.56 | 20.56 | 20.56 | 20.56 | 20.56 | 20.56
RivieraDuLevant | A_Rooftop_Commercial | 15.67 | 15.67 | 15.67 | 15.67 | 15.67 | 15.67 | 15.67 | 15.67
MarieGalante | A_Rooftop_Residential | 3.6 | 3.6 | 3.6 | 3.6 | 3.6 | 3.6 | 3.6 | 3.6
LaDesirade | A_Rooftop_Residential | 0.24 | 0.24 | 0.24 | 0.24 | 0.24 | 0.24 | 0.24 | 0.24
MinorIslands | A_Rooftop_Residential | 0.24 | 0.24 | 0.24 | 0.24 | 0.24 | 0.24 | 0.24 | 0.24
BasseTerreNorth | A_Rooftop_Residential | 22.39 | 22.39 | 22.39 | 22.39 | 22.39 | 22.39 | 22.39 | 22.39
GrandSud | A_Rooftop_Residential | 18.83 | 18.83 | 18.83 | 18.83 | 18.83 | 18.83 | 18.83 | 18.83
CapExcellence | A_Rooftop_Residential | 21.85 | 21.85 | 21.85 | 21.85 | 21.85 | 21.85 | 21.85 | 21.85
GrandeTerreNorth | A_Rooftop_Residential | 20.56 | 20.56 | 20.56 | 20.56 | 20.56 | 20.56 | 20.56 | 20.56
RivieraDuLevant | A_Rooftop_Residential | 15.67 | 15.67 | 15.67 | 15.67 | 15.67 | 15.67 | 15.67 | 15.67
[10 empty] | 2 | 2
[13 empty] | FR | RES_Hydro_Large_Base | 8.204 | 8.204 | 8.204 | 8.204 | 8.204 | 8.204 | 8.204 | 8.204
[13 empty] | AT | RES_Hydro_Large_Base | 4.671 | 4.671 | 4.671 | 4.671 | 4.671 | 4.671 | 4.671 | 4.671
[13 empty] | NO | RES_Hydro_Large_Base | 23.4 | 23.4 | 23.4 | 23.4 | 23.4 | 23.4 | 23.4 | 23.4
[13 empty] | SE | RES_Hydro_Large_Base | 4.55 | 4.55 | 4.55 | 4.55 | 4.55 | 4.55 | 4.55 | 4.55
EUROSTAT
EUROSTAT
EUROSTAT
EUROSTAT
EUROSTAT
EUROSTAT
EUROSTAT
EUROSTAT
EUROSTAT
EUROSTAT
EUROSTAT
EUROSTAT
EUROSTAT
EUROSTAT
EUROSTAT
EUROSTAT
EUROSTAT
EUROSTAT
EUROSTAT
EUROSTAT
EUROSTAT
EUROSTAT
EUROSTAT
EUROSTAT
EUROSTAT
EUROSTAT
EUROSTAT
EUROSTAT
EUROSTAT
EUROSTAT
EUROSTAT
EUROSTAT
EUROSTAT
EUROSTAT
EUROSTAT
EUROSTAT
EUROSTAT
EUROSTAT
EUROSTAT
EUROSTAT
EUROSTAT
EUROSTAT
EUROSTAT
EUROSTAT
EUROSTAT
EUROSTAT
EUROSTAT
EUROSTAT
EUROSTAT
EUROSTAT
EUROSTAT
EUROSTAT
EUROSTAT
EUROSTAT
EUROSTAT
EUROSTAT
EUROSTAT
EUROSTAT
EUROSTAT
EUROSTAT
EUROSTAT
EUROSTAT
EUROSTAT
EUROSTAT
EUROSTAT
EUROSTAT
EUROSTAT
EUROSTAT
EUROSTAT
EUROSTAT
EUROSTAT
EUROSTAT
EUROSTAT
EUROSTAT
EUROSTAT
EUROSTAT
EUROSTAT
EUROSTAT
EUROSTAT
EUROSTAT
EUROSTAT
EUROSTAT
EUROSTAT
EUROSTAT
EUROSTAT
EUROSTAT
EUROSTAT
EUROSTAT
EUROSTAT
EUROSTAT
EUROSTAT
EUROSTAT
EUROSTAT
EUROSTAT
EUROSTAT
EUROSTAT
EUROSTAT
EUROSTAT
EUROSTAT
EUROSTAT
EUROSTAT
EUROSTAT
EUROSTAT
EUROSTAT
EUROSTAT
EUROSTAT
EUROSTAT
EUROSTAT
EUROSTAT
EUROSTAT
EUROSTAT
EUROSTAT
EUROSTAT
EUROSTAT
EUROSTAT
EUROSTAT
EUROSTAT
EUROSTAT
EUROSTAT
EUROSTAT
EUROSTAT
EUROSTAT
EUROSTAT
EUROSTAT
EUROSTAT
EUROSTAT
EUROSTAT
EUROSTAT
Note on B17: [Threaded comment] Your version of Excel allows you to read this threaded comment; however, any edits to it will get removed if the file is opened in a newer version of Excel. Learn more: https://go.microsoft.com/fwlink/?linkid=870924 Comment: Sourced from Biogas
Note on B22: [Threaded comment] Your version of Excel allows you to read this threaded comment; however, any edits to it will get removed if the file is opened in a newer version of Excel. Learn more: https://go.microsoft.com/fwlink/?linkid=870924 Comment: Sourced from Biogas
Note on B26: [Threaded comment] Your version of Excel allows you to read this threaded comment; however, any edits to it will get removed if the file is opened in a newer version of Excel. Learn more: https://go.microsoft.com/fwlink/?linkid=870924 Comment: Sourced from Biogas
Note on B31: [Threaded comment] Your version of Excel allows you to read this threaded comment; however, any edits to it will get removed if the file is opened in a newer version of Excel. Learn more: https://go.microsoft.com/fwlink/?linkid=870924 Comment: Sourced from Bagasse - residue from sugar production

## Par_AvailabilityFactor
AvailabilityFactor{r in REGION, t in TECHNOLOGY, y in YEAR}
Maximum time a technology may run for the whole year. Often used to simulate planned outages. GENeSYS-MOD will choose when to run or not run.
Unit: Fraction
Region | Technology | 2018 | 2021 | 2025 | 2030 | 2035 | 2040 | 2045 | 2050
World | A_Rooftop | bar: 2018 to 2050
World | CHP_Biomass | 0.84 | 0.84 | 0.84 | 0.84 | 0.84 | 0.84 | 0.84 | 0.84
World | CHP_Coal_Hardcoal | 0.844 | 0.844 | 0.844 | 0.844 | 0.844 | 0.844 | 0.844 | 0.844
World | CHP_Coal_Lignite | 0.844 | 0.844 | 0.844 | 0.844 | 0.844 | 0.844 | 0.844 | 0.844
World | CHP_Gas | 0.87 | 0.87 | 0.87 | 0.87 | 0.87 | 0.87 | 0.87 | 0.87
World | CHP_Nuclear | 0.837 | 0.837 | 0.837 | 0.837 | 0.837 | 0.837 | 0.837 | 0.837
World | D_Battery_Li-Ion | bar: 2018 to 2050
World | D_Battery_Redox | bar: 2018 to 2050
World | D_Gas_H2 | bar: 2018 to 2050
World | D_Gas_Methane | bar: 2018 to 2050
World | D_Heat_HLI | bar: 2018 to 2050
World | D_Heat_HLR | bar: 2018 to 2050
World | D_PHS | bar: 2018 to 2050
World | D_PHS_Residual | bar: 2018 to 2050
World | D_CAES | bar: 2018 to 2050
World | FRT_Rail_Conv | 0.95 | 0.95 | 0.95 | 0.95 | 0.95 | 0.95 | 0.95 | 0.95
World | FRT_Rail_Electric | 0.95 | 0.95 | 0.95 | 0.95 | 0.95 | 0.95 | 0.95 | 0.95
World | FRT_Road_OH | 0 | 0 | 0.95 | 0.95 | 0.95 | 0.95 | 0.95 | 0.95
World | FRT_Road_BEV | 0 | 0.91734 | 0.93258 | 0.93639 | 0.9383 | 0.93925 | 0.93973 | 0.9402
World | FRT_Road_H2 | 0 | 0 | 0.95 | 0.95 | 0.95 | 0.95 | 0.95 | 0.95
World | FRT_Road_ICE | 0.95 | 0.95 | 0.95 | 0.95 | 0.95 | 0.95 | 0.95 | 0.95
World | FRT_Road_PHEV | 0 | 0.95 | 0.95 | 0.95 | 0.95 | 0.95 | 0.95 | 0.95
World | FRT_Road_ICE_Bio | 0.95 | 0.95 | 0.95 | 0.95 | 0.95 | 0.95 | 0.95 | 0.95
World | FRT_Road_PHEV_Bio | 0.95 | 0.95 | 0.95 | 0.95 | 0.95 | 0.95 | 0.95 | 0.95
World | FRT_Ship_Bio | 0.95 | 0.95 | 0.95 | 0.95 | 0.95 | 0.95 | 0.95 | 0.95
World | FRT_Ship_Conv | 0.95 | 0.95 | 0.95 | 0.95 | 0.95 | 0.95 | 0.95 | 0.95
World | HHT_Biomass | 0.84 | 0.84 | 0.84 | 0.84 | 0.84 | 0.84 | 0.84 | 0.84
World | HHT_Coal_Hardcoal | 0.844 | 0.844 | 0.844 | 0.844 | 0.844 | 0.844 | 0.844 | 0.844
World | HHT_Coal_Lignite | 0.844 | 0.844 | 0.844 | 0.844 | 0.844 | 0.844 | 0.844 | 0.844
World | HHT_Electric_Furnace | 0.95 | 0.95 | 0.95 | 0.95 | 0.95 | 0.95 | 0.95 | 0.95
World | HHT_Gas | 0.87 | 0.87 | 0.87 | 0.87 | 0.87 | 0.87 | 0.87 | 0.87
World | HHT_Geothermal | 0.92 | 0.92 | 0.92 | 0.92 | 0.92 | 0.92 | 0.92 | 0.92
World | HHT_Oil | 0.84 | 0.84 | 0.84 | 0.84 | 0.84 | 0.84 | 0.84 | 0.84
World | HHT_H2 | 0.982 | 0.982 | 0.982 | 0.982 | 0.982 | 0.982 | 0.982 | 0.982
World | HLT_Biomass | 0.84 | 0.84 | 0.84 | 0.84 | 0.84 | 0.84 | 0.84 | 0.84
World | HLT_Coal_Hardcoal | 0.844 | 0.844 | 0.844 | 0.844 | 0.844 | 0.844 | 0.844 | 0.844
World | HLT_Coal_Lignite | 0.844 | 0.844 | 0.844 | 0.844 | 0.844 | 0.844 | 0.844 | 0.844
World | HLT_Electric_Furnace | 0.95 | 0.95 | 0.95 | 0.95 | 0.95 | 0.95 | 0.95 | 0.95
World | HLT_Gas | 0.87 | 0.87 | 0.87 | 0.87 | 0.87 | 0.87 | 0.87 | 0.87
World | HLT_Geothermal | 0.92 | 0.92 | 0.92 | 0.92 | 0.92 | 0.92 | 0.92 | 0.92
World | HLT_Heatpump | 0.95 | 0.95 | 0.95 | 0.95 | 0.95 | 0.95 | 0.95 | 0.95
World | HLT_Oil | 0.84 | 0.84 | 0.84 | 0.84 | 0.84 | 0.84 | 0.84 | 0.84
World | HLT_Rooftop_Commercial | 0.98 | 0.98 | 0.98 | 0.98 | 0.98 | 0.98 | 0.98 | 0.98
World | HLT_Rooftop_Residential | 0.98 | 0.98 | 0.98 | 0.98 | 0.98 | 0.98 | 0.98 | 0.98
World | P_Biomass | 0.84 | 0.84 | 0.84 | 0.84 | 0.84 | 0.84 | 0.84 | 0.84
World | P_Coal_Hardcoal | 0.844 | 0.844 | 0.844 | 0.844 | 0.844 | 0.844 | 0.844 | 0.844
World | P_Coal_Lignite | 0.844 | 0.844 | 0.844 | 0.844 | 0.844 | 0.844 | 0.844 | 0.844
World | P_Gas | 0.87 | 0.88143 | 0.89286 | 0.90429 | 0.91571 | 0.92714 | 0.93857 | 0.95
World | P_Nuclear | 0.837 | 0.837 | 0.837 | 0.837 | 0.837 | 0.837 | 0.837 | 0.837
World | P_Oil | 0.84 | 0.84 | 0.84 | 0.84 | 0.84 | 0.84 | 0.84 | 0.84
World | PSNG_Air_Bio | 0.95 | 0.95 | 0.95 | 0.95 | 0.95 | 0.95 | 0.95 | 0.95
World | PSNG_Air_Conv | 0.95 | 0.95 | 0.95 | 0.95 | 0.95 | 0.95 | 0.95 | 0.95
World | PSNG_Air_H2 | 0.95 | 0.95 | 0.95 | 0.95 | 0.95 | 0.95 | 0.95 | 0.95
World | PSNG_Rail_Conv | 0.95 | 0.95 | 0.95 | 0.95 | 0.95 | 0.95 | 0.95 | 0.95
World | PSNG_Rail_Electric | 0.95 | 0.95 | 0.95 | 0.95 | 0.95 | 0.95 | 0.95 | 0.95
World | PSNG_Road_BEV | 0 | 0.91734 | 0.91734 | 0.91734 | 0.91734 | 0.91734 | 0.91734 | 0.91734
World | PSNG_Road_H2 | 0 | 0 | 0.95 | 0.95 | 0.95 | 0.95 | 0.95 | 0.95
World | PSNG_Road_ICE | 0.95 | 0.95 | 0.95 | 0.95 | 0.95 | 0.95 | 0.95 | 0.95
World | PSNG_Road_PHEV | 0 | 0.95 | 0.95 | 0.95 | 0.95 | 0.95 | 0.95 | 0.95
World | PSNG_Road_ICE_Bio | 0.95 | 0.95 | 0.95 | 0.95 | 0.95 | 0.95 | 0.95 | 0.95
World | PSNG_Road_PHEV_Bio | 0.95 | 0.95 | 0.95 | 0.95 | 0.95 | 0.95 | 0.95 | 0.95
World | R_Coal_Hardcoal | bar: 2018 to 2050
World | R_Coal_Lignite | bar: 2018 to 2050
World | R_Gas | bar: 2018 to 2050
World | R_Nuclear | bar: 2018 to 2050
World | R_Oil | bar: 2018 to 2050
World | RES_Biomass | bar: 2018 to 2050
World | RES_CSP | 0.98 | 0.98 | 0.98 | 0.98 | 0.98 | 0.98 | 0.98 | 0.98
World | RES_CSP_Storage | 0.98 | 0.98 | 0.98 | 0.98 | 0.98 | 0.98 | 0.98 | 0.98
World | RES_Geothermal | 0.92 | 0.92 | 0.92 | 0.92 | 0.92 | 0.92 | 0.92 | 0.92
World | RES_Hydro_Large | 0.33 | 0.33 | 0.33 | 0.33 | 0.33 | 0.33 | 0.33 | 0.33
World | RES_Hydro_Small | 0.9 | 0.9 | 0.9 | 0.9 | 0.9 | 0.9 | 0.9 | 0.9
World | RES_Ocean | 0.36 | 0.45 | 0.46 | 0.47 | 0.47 | 0.47 | 0.48 | 0.5
World | RES_PV_Rooftop_Commercial | 0.98 | 0.98 | 0.98 | 0.98 | 0.98 | 0.98 | 0.98 | 0.98
World | RES_PV_Rooftop_Residential | 0.98 | 0.98 | 0.98 | 0.98 | 0.98 | 0.98 | 0.98 | 0.98
World | RES_PV_Utility_Avg | 0.98 | 0.98 | 0.98 | 0.98 | 0.98 | 0.98 | 0.98 | 0.98
World | RES_PV_Utility_Inf | 0.98 | 0.98 | 0.98 | 0.98 | 0.98 | 0.98 | 0.98 | 0.98
World | RES_PV_Utility_Opt | 0.98 | 0.98 | 0.98 | 0.98 | 0.98 | 0.98 | 0.98 | 0.98
World | RES_Wind_Offshore_Transitional | 0.98 | 0.98 | 0.98 | 0.98 | 0.98 | 0.98 | 0.98 | 0.98
World | RES_Wind_Offshore_Shallow | 0.98 | 0.98 | 0.98 | 0.98 | 0.98 | 0.98 | 0.98 | 0.98
World | RES_Wind_Offshore_Deep | 0.98 | 0.98 | 0.98 | 0.98 | 0.98 | 0.98 | 0.98 | 0.98
World | RES_Wind_Onshore_Avg | 0.98 | 0.98 | 0.98 | 0.98 | 0.98 | 0.98 | 0.98 | 0.98
World | RES_Wind_Onshore_Inf | 0.98 | 0.98 | 0.98 | 0.98 | 0.98 | 0.98 | 0.98 | 0.98
World | RES_Wind_Onshore_Opt | 0.98 | 0.98 | 0.98 | 0.98 | 0.98 | 0.98 | 0.98 | 0.98
World | X_Electrolysis | 0.982 | 0.982 | 0.982 | 0.982 | 0.982 | 0.982 | 0.982 | 0.982
World | X_Fuel_Cell | 0.982 | 0.982 | 0.982 | 0.982 | 0.982 | 0.982 | 0.982 | 0.982
World | X_Methanation | 0.982 | 0.982 | 0.982 | 0.982 | 0.982 | 0.982 | 0.982 | 0.982
World | A_CCS_Capacity | bar: 2018 to 2050
World | CHP_Biomass_CCS | 0.84 | 0.84 | 0.84 | 0.84 | 0.84 | 0.84 | 0.84 | 0.84
World | P_Biomass_CCS | 0.84 | 0.84 | 0.84 | 0.84 | 0.84 | 0.84 | 0.84 | 0.84
World | HLR_Gas_Boiler | 0.98 | 0.98 | 0.98 | 0.98 | 0.98 | 0.98 | 0.98 | 0.98
World | HLR_Gas_CHP | 0.98 | 0.98 | 0.98 | 0.98 | 0.98 | 0.98 | 0.98 | 0.98
World | HLR_Biomass | 0.98 | 0.98 | 0.98 | 0.98 | 0.98 | 0.98 | 0.98 | 0.98
World | HLR_Biomass_CHP | 0.98 | 0.98 | 0.98 | 0.98 | 0.98 | 0.98 | 0.98 | 0.98
World | HLR_Hardcoal | 0.98 | 0.98 | 0.98 | 0.98 | 0.98 | 0.98 | 0.98 | 0.98
World | HLR_Lignite | 0.98 | 0.98 | 0.98 | 0.98 | 0.98 | 0.98 | 0.98 | 0.98
World | HLR_Hardcoal_CHP | 0.98 | 0.98 | 0.98 | 0.98 | 0.98 | 0.98 | 0.98 | 0.98
World | HLR_Lignite_CHP | 0.98 | 0.98 | 0.98 | 0.98 | 0.98 | 0.98 | 0.98 | 0.98
World | HLR_Direct_Electric | 0.98 | 0.98 | 0.98 | 0.98 | 0.98 | 0.98 | 0.98 | 0.98
World | HLR_Solar_Thermal | 0.98 | 0.98 | 0.98 | 0.98 | 0.98 | 0.98 | 0.98 | 0.98
World | HLR_Heatpump_Aerial | 0.98 | 0.98 | 0.98 | 0.98 | 0.98 | 0.98 | 0.98 | 0.98
World | HLR_Heatpump_Ground | 0.98 | 0.98 | 0.98 | 0.98 | 0.98 | 0.98 | 0.98 | 0.98
World | HLR_Geothermal | 0.98 | 0.98 | 0.98 | 0.98 | 0.98 | 0.98 | 0.98 | 0.98
World | HLR_Oil_Boiler | 0.98 | 0.98 | 0.98 | 0.98 | 0.98 | 0.98 | 0.98 | 0.98
World | HLI_Gas_Boiler | 0.98 | 0.98 | 0.98 | 0.98 | 0.98 | 0.98 | 0.98 | 0.98
World | HLI_Gas_CHP | 0.98 | 0.98 | 0.98 | 0.98 | 0.98 | 0.98 | 0.98 | 0.98
World | HLI_Biomass | 0.98 | 0.98 | 0.98 | 0.98 | 0.98 | 0.98 | 0.98 | 0.98
World | HLI_Biomass_CHP | 0.98 | 0.98 | 0.98 | 0.98 | 0.98 | 0.98 | 0.98 | 0.98
World | HLI_Hardcoal | 0.98 | 0.98 | 0.98 | 0.98 | 0.98 | 0.98 | 0.98 | 0.98
World | HLI_Lignite | 0.98 | 0.98 | 0.98 | 0.98 | 0.98 | 0.98 | 0.98 | 0.98
World | HLI_Hardcoal_CHP | 0.98 | 0.98 | 0.98 | 0.98 | 0.98 | 0.98 | 0.98 | 0.98
World | HLI_Lignite_CHP | 0.98 | 0.98 | 0.98 | 0.98 | 0.98 | 0.98 | 0.98 | 0.98
World | HLI_Solar_Thermal | 0.98 | 0.98 | 0.98 | 0.98 | 0.98 | 0.98 | 0.98 | 0.98
World | HLI_Fuelcell | 0.98 | 0.98 | 0.98 | 0.98 | 0.98 | 0.98 | 0.98 | 0.98
World | HLI_Geothermal | 0.98 | 0.98 | 0.98 | 0.98 | 0.98 | 0.98 | 0.98 | 0.98
World | HLI_Oil_Boiler | 0.98 | 0.98 | 0.98 | 0.98 | 0.98 | 0.98 | 0.98 | 0.98
World | HLI_Direct_Electric | 0.98 | 0.98 | 0.98 | 0.98 | 0.98 | 0.98 | 0.98 | 0.98
World | HLI_Oil_CHP | 0.98 | 0.98 | 0.98 | 0.98 | 0.98 | 0.98 | 0.98 | 0.98
World | HMI_Gas | 0.98 | 0.98 | 0.98 | 0.98 | 0.98 | 0.98 | 0.98 | 0.98
World | HMI_H2 | 0.98 | 0.98 | 0.98 | 0.98 | 0.98 | 0.98 | 0.98 | 0.98
World | HMI_Biomass | 0.98 | 0.98 | 0.98 | 0.98 | 0.98 | 0.98 | 0.98 | 0.98
World | HMI_HardCoal | 0.98 | 0.98 | 0.98 | 0.98 | 0.98 | 0.98 | 0.98 | 0.98
World | HMI_Steam_Electric | 0.98 | 0.98 | 0.98 | 0.98 | 0.98 | 0.98 | 0.98 | 0.98
World | HMI_Oil | 0.98 | 0.98 | 0.98 | 0.98 | 0.98 | 0.98 | 0.98 | 0.98
World | HHI_BF_BOF | 0.98 | 0.98 | 0.98 | 0.98 | 0.98 | 0.98 | 0.98 | 0.98
World | HHI_DRI_EAF | 0.98 | 0.98 | 0.98 | 0.98 | 0.98 | 0.98 | 0.98 | 0.98
World | HHI_Scrap_EAF | 0.98 | 0.98 | 0.98 | 0.98 | 0.98 | 0.98 | 0.98 | 0.98
World | HHI_H2DRI_EAF | 0.98 | 0.98 | 0.98 | 0.98 | 0.98 | 0.98 | 0.98 | 0.98
World | HHI_Molten_Electrolysis | 0.98 | 0.98 | 0.98 | 0.98 | 0.98 | 0.98 | 0.98 | 0.98
World | HHI_Bio_BF_BOF | 0.98 | 0.98 | 0.98 | 0.98 | 0.98 | 0.98 | 0.98 | 0.98
World | P_Nuclear | 0.8 | 0.8 | 0.8 | 0.8 | 0.8 | 0.8 | 0.8 | 0.8
World | P_Nuclear | 0.8 | 0.8 | 0.8 | 0.8 | 0.8 | 0.8 | 0.8 | 0.8
World | CHP_Nuclear | 0.8 | 0.8 | 0.8 | 0.8 | 0.8 | 0.8 | 0.8 | 0.8
World | CHP_Nuclear | 0.8 | 0.8 | 0.8 | 0.8 | 0.8 | 0.8 | 0.8 | 0.8
World | HHI_BF_BOF_CCS | 0.98 | 0.98 | 0.98 | 0.98 | 0.98 | 0.98 | 0.98 | 0.98
World | HHI_DRI_EAF_CCS | 0.98 | 0.98 | 0.98 | 0.98 | 0.98 | 0.98 | 0.98 | 0.98
World | HLI_Biomass_CHP_CCS | 0.98 | 0.98 | 0.98 | 0.98 | 0.98 | 0.98 | 0.98 | 0.98
World | HLI_Hardcoal_CHP_CCS | 0.98 | 0.98 | 0.98 | 0.98 | 0.98 | 0.98 | 0.98 | 0.98
World | HLI_Lignite_CHP_CCS | 0.98 | 0.98 | 0.98 | 0.98 | 0.98 | 0.98 | 0.98 | 0.98
World | HLR_Biomass_CHP_CCS | 0.98 | 0.98 | 0.98 | 0.98 | 0.98 | 0.98 | 0.98 | 0.98
World | HLR_Hardcoal_CHP_CCS | 0.98 | 0.98 | 0.98 | 0.98 | 0.98 | 0.98 | 0.98 | 0.98
World | HLR_Lignite_CHP_CCS | 0.98 | 0.98 | 0.98 | 0.98 | 0.98 | 0.98 | 0.98 | 0.98
World | HMI_Gas_CCS | 0.98 | 0.98 | 0.98 | 0.98 | 0.98 | 0.98 | 0.98 | 0.98
World | HMI_HardCoal_CCS | 0.98 | 0.98 | 0.98 | 0.98 | 0.98 | 0.98 | 0.98 | 0.98
World | P_Coal_Hardcoal_CCS | 0.98 | 0.98 | 0.98 | 0.98 | 0.98 | 0.98 | 0.98 | 0.98
World | P_Coal_Lignite_CCS | 0.98 | 0.98 | 0.98 | 0.98 | 0.98 | 0.98 | 0.98 | 0.98
World | P_Gas_CCS | 0.98 | 0.98 | 0.98 | 0.98 | 0.98 | 0.98 | 0.98 | 0.98
World | X_SMR | 0.98 | 0.98 | 0.98 | 0.98 | 0.98 | 0.98 | 0.98 | 0.98
World | X_SMR_CCS | 0.98 | 0.98 | 0.98 | 0.98 | 0.98 | 0.98 | 0.98 | 0.98
World | A_Air | bar: 2018 to 2050
World | HLR_H2_Boiler | 0.98 | 0.98 | 0.98 | 0.98 | 0.98 | 0.98 | 0.98 | 0.98
World | HLI_H2_Boiler | 0.98 | 0.98 | 0.98 | 0.98 | 0.98 | 0.98 | 0.98 | 0.98
World | X_Biofuel | bar: 2018 to 2050
World | Z_Import_Electricity | bar: 2018 to 2050
GrandeTerreNorth | A_Rooftop_Commercial | bar: 2018 to 2050
GrandeTerreNorth | A_Rooftop_Residential | bar: 2018 to 2050
GrandeTerreNorth | D_Battery_Li-Ion | bar: 2018 to 2050
GrandeTerreNorth | D_Battery_Redox | bar: 2018 to 2050
GrandeTerreNorth | D_Gas_H2 | bar: 2018 to 2050
GrandeTerreNorth | D_Gas_Methane | bar: 2018 to 2050
GrandeTerreNorth | D_Heat_HLI | bar: 2018 to 2050
GrandeTerreNorth | D_Heat_HLR | bar: 2018 to 2050
GrandeTerreNorth | D_PHS | bar: 2018 to 2050
GrandeTerreNorth | D_PHS_Residual | bar: 2018 to 2050
GrandeTerreNorth | D_CAES | bar: 2018 to 2050
GrandeTerreNorth | FRT_Rail_Conv | 0.95 | 0.95 | 0.95 | 0.95 | 0.95 | 0.95 | 0.95 | 0.95
GrandeTerreNorth | FRT_Rail_Electric | 0.95 | 0.95 | 0.95 | 0.95 | 0.95 | 0.95 | 0.95 | 0.95
GrandeTerreNorth | FRT_Road_OH | 0 | 0 | 0 | 0.95 | 0.95 | 0.95 | 0.95 | 0.95
GrandeTerreNorth | FRT_Road_BEV | 0 | 0.91734 | 0.93258 | 0.93639 | 0.9383 | 0.93925 | 0.93973 | 0.9402
GrandeTerreNorth | FRT_Road_H2 | 0 | 0 | 0.95 | 0.95 | 0.95 | 0.95 | 0.95 | 0.95
GrandeTerreNorth | FRT_Road_ICE | 0.95 | 0.95 | 0.95 | 0.95 | 0.95 | 0.95 | 0.95 | 0.95
GrandeTerreNorth | FRT_Road_PHEV | 0 | 0.95 | 0.95 | 0.95 | 0.95 | 0.95 | 0.95 | 0.95
GrandeTerreNorth | FRT_Road_ICE_Bio | 0.95 | 0.95 | 0.95 | 0.95 | 0.95 | 0.95 | 0.95 | 0.95
GrandeTerreNorth | FRT_Road_PHEV_Bio | 0.95 | 0.95 | 0.95 | 0.95 | 0.95 | 0.95 | 0.95 | 0.95
GrandeTerreNorth | PSNG_Ship_Bio | 0.95 | 0.95 | 0.95 | 0.95 | 0.95 | 0.95 | 0.95 | 0.95
GrandeTerreNorth | PSNG_Ship_Conv | 0.95 | 0.95 | 0.95 | 0.95 | 0.95 | 0.95 | 0.95 | 0.95
GrandeTerreNorth | P_Biomass | 0.98 | 0.98 | 0.98 | 0.98 | 0.98 | 0.98 | 0.98 | 0.98
GrandeTerreNorth | P_Coal_Hardcoal | 0.98 | 0.98 | 0.98 | 0.98 | 0.98 | 0.98 | 0.98 | 0.98
GrandeTerreNorth | P_Coal_Lignite | 0.98 | 0.98 | 0.98 | 0.98 | 0.98 | 0.98 | 0.98 | 0.98
GrandeTerreNorth | P_Gas | 0.98 | 0.98 | 0.98 | 0.98 | 0.98 | 0.98 | 0.98 | 0.98
GrandeTerreNorth | P_Nuclear | 0.9 | 0.9 | 0.9 | 0.9 | 0.9 | 0.9 | 0.9 | 0.9
GrandeTerreNorth | P_Oil | 0.98 | 0.98 | 0.98 | 0.98 | 0.98 | 0.98 | 0.98 | 0.98
GrandeTerreNorth | PSNG_Air_Bio | 0 | 0 | 0 | 0 | 0.95 | 0.95 | 0.95 | 0.95
GrandeTerreNorth | PSNG_Air_Conv | 0.95 | 0.95 | 0.95 | 0.95 | 0.95 | 0.95 | 0.95 | 0.95
GrandeTerreNorth | PSNG_Air_H2 | 0 | 0 | 0 | 0 | 0 | 0.95 | 0.95 | 0.95
GrandeTerreNorth | PSNG_Rail_Conv | 0.95 | 0.95 | 0.95 | 0.95 | 0.95 | 0.95 | 0.95 | 0.95
GrandeTerreNorth | PSNG_Rail_Electric | 0.95 | 0.95 | 0.95 | 0.95 | 0.95 | 0.95 | 0.95 | 0.95
GrandeTerreNorth | PSNG_Road_BEV | 0 | 0.91734 | 0.91734 | 0.91734 | 0.91734 | 0.91734 | 0.91734 | 0.91734
GrandeTerreNorth | PSNG_Road_H2 | 0 | 0 | 0.95 | 0.95 | 0.95 | 0.95 | 0.95 | 0.95
GrandeTerreNorth | PSNG_Road_ICE | 0.95 | 0.95 | 0.95 | 0.95 | 0.95 | 0.95 | 0.95 | 0.95
GrandeTerreNorth | PSNG_Road_PHEV | 0 | 0.95 | 0.95 | 0.95 | 0.95 | 0.95 | 0.95 | 0.95
GrandeTerreNorth | PSNG_Road_ICE_Bio | 0.95 | 0.95 | 0.95 | 0.95 | 0.95 | 0.95 | 0.95 | 0.95
GrandeTerreNorth | PSNG_Road_PHEV_Bio | 0.95 | 0.95 | 0.95 | 0.95 | 0.95 | 0.95 | 0.95 | 0.95
GrandeTerreNorth | R_Coal_Hardcoal | bar: 2018 to 2050
GrandeTerreNorth | R_Coal_Lignite | bar: 2018 to 2050
GrandeTerreNorth | R_Gas | bar: 2018 to 2050
GrandeTerreNorth | R_Nuclear | bar: 2018 to 2050
GrandeTerreNorth | R_Oil | bar: 2018 to 2050
GrandeTerreNorth | RES_Biomass | bar: 2018 to 2050
GrandeTerreNorth | RES_CSP | 0.98 | 0.98 | 0.98 | 0.98 | 0.98 | 0.98 | 0.98 | 0.98
GrandeTerreNorth | RES_CSP_Storage | 0.98 | 0.98 | 0.98 | 0.98 | 0.98 | 0.98 | 0.98 | 0.98
GrandeTerreNorth | RES_Geothermal | 0.92 | 0.92 | 0.92 | 0.92 | 0.92 | 0.92 | 0.92 | 0.92
GrandeTerreNorth | RES_Hydro_Small | 0.9 | 0.9 | 0.9 | 0.9 | 0.9 | 0.9 | 0.9 | 0.9
GrandeTerreNorth | RES_Ocean | 0.36 | 0.45 | 0.46 | 0.47 | 0.47 | 0.47 | 0.48 | 0.5
GrandeTerreNorth | RES_PV_Rooftop_Commercial | 0.98 | 0.98 | 0.98 | 0.98 | 0.98 | 0.98 | 0.98 | 0.98
GrandeTerreNorth | RES_PV_Rooftop_Residential | 0.98 | 0.98 | 0.98 | 0.98 | 0.98 | 0.98 | 0.98 | 0.98
GrandeTerreNorth | RES_PV_Utility_Avg | 0.98 | 0.98 | 0.98 | 0.98 | 0.98 | 0.98 | 0.98 | 0.98
GrandeTerreNorth | RES_PV_Utility_Inf | 0.98 | 0.98 | 0.98 | 0.98 | 0.98 | 0.98 | 0.98 | 0.98
GrandeTerreNorth | RES_PV_Utility_Opt | 0.98 | 0.98 | 0.98 | 0.98 | 0.98 | 0.98 | 0.98 | 0.98
GrandeTerreNorth | RES_Wind_Offshore_Transitional | 0.98 | 0.98 | 0.98 | 0.98 | 0.98 | 0.98 | 0.98 | 0.98
GrandeTerreNorth | RES_Wind_Offshore_Shallow | 0.98 | 0.98 | 0.98 | 0.98 | 0.98 | 0.98 | 0.98 | 0.98
GrandeTerreNorth | RES_Wind_Offshore_Deep | 0.98 | 0.98 | 0.98 | 0.98 | 0.98 | 0.98 | 0.98 | 0.98
GrandeTerreNorth | RES_Wind_Onshore_Avg | 0.98 | 0.98 | 0.98 | 0.98 | 0.98 | 0.98 | 0.98 | 0.98
GrandeTerreNorth | RES_Wind_Onshore_Inf | 0.98 | 0.98 | 0.98 | 0.98 | 0.98 | 0.98 | 0.98 | 0.98
GrandeTerreNorth | RES_Wind_Onshore_Opt | 0.98 | 0.98 | 0.98 | 0.98 | 0.98 | 0.98 | 0.98 | 0.98
GrandeTerreNorth | X_Electrolysis | 0.982 | 0.982 | 0.982 | 0.982 | 0.982 | 0.982 | 0.982 | 0.982
GrandeTerreNorth | X_Fuel_Cell | 0.982 | 0.982 | 0.982 | 0.982 | 0.982 | 0.982 | 0.982 | 0.982
GrandeTerreNorth | X_Methanation | 0.982 | 0.982 | 0.982 | 0.982 | 0.982 | 0.982 | 0.982 | 0.982
GrandeTerreNorth | A_CCS_Capacity | bar: 2018 to 2050
GrandeTerreNorth | CHP_Biomass_CCS | 0.84 | 0.84 | 0.84 | 0.84 | 0.84 | 0.84 | 0.84 | 0.84
GrandeTerreNorth | P_Biomass_CCS | 0.84 | 0.84 | 0.84 | 0.84 | 0.84 | 0.84 | 0.84 | 0.84
GrandeTerreNorth | HLR_Gas_Boiler | 0.98 | 0.98 | 0.98 | 0.98 | 0.98 | 0.98 | 0.98 | 0.98
GrandeTerreNorth | HLR_Gas_CHP | 0.98 | 0.98 | 0.98 | 0.98 | 0.98 | 0.98 | 0.98 | 0.98
GrandeTerreNorth | HLR_Biomass | 0.98 | 0.98 | 0.98 | 0.98 | 0.98 | 0.98 | 0.98 | 0.98
GrandeTerreNorth | HLR_Biomass_CHP | 0.98 | 0.98 | 0.98 | 0.98 | 0.98 | 0.98 | 0.98 | 0.98
GrandeTerreNorth | HLR_Hardcoal | 0.98 | 0.98 | 0.98 | 0.98 | 0.98 | 0.98 | 0.98 | 0.98
GrandeTerreNorth | HLR_Lignite | 0.98 | 0.98 | 0.98 | 0.98 | 0.98 | 0.98 | 0.98 | 0.98
GrandeTerreNorth | HLR_Hardcoal_CHP | 0.98 | 0.98 | 0.98 | 0.98 | 0.98 | 0.98 | 0.98 | 0.98
GrandeTerreNorth | HLR_Lignite_CHP | 0.98 | 0.98 | 0.98 | 0.98 | 0.98 | 0.98 | 0.98 | 0.98
GrandeTerreNorth | HLR_Direct_Electric | 0.98 | 0.98 | 0.98 | 0.98 | 0.98 | 0.98 | 0.98 | 0.98
GrandeTerreNorth | HLR_Solar_Thermal | 0.98 | 0.98 | 0.98 | 0.98 | 0.98 | 0.98 | 0.98 | 0.98
GrandeTerreNorth | HLR_Heatpump_Aerial | 0.98 | 0.98 | 0.98 | 0.98 | 0.98 | 0.98 | 0.98 | 0.98
GrandeTerreNorth | HLR_Heatpump_Ground | 0.98 | 0.98 | 0.98 | 0.98 | 0.98 | 0.98 | 0.98 | 0.98
GrandeTerreNorth | HLR_Geothermal | 0 | 0.98 | 0.98 | 0.98 | 0.98 | 0.98 | 0.98 | 0.98
GrandeTerreNorth | HLR_Oil_Boiler | 0.98 | 0.98 | 0.98 | 0.98 | 0.98 | 0.98 | 0.98 | 0.98
GrandeTerreNorth | HLI_Gas_Boiler | 0.98 | 0.98 | 0.98 | 0.98 | 0.98 | 0.98 | 0.98 | 0.98
GrandeTerreNorth | HLI_Gas_CHP | 0.98 | 0.98 | 0.98 | 0.98 | 0.98 | 0.98 | 0.98 | 0.98
GrandeTerreNorth | HLI_Biomass | 0.98 | 0.98 | 0.98 | 0.98 | 0.98 | 0.98 | 0.98 | 0.98
GrandeTerreNorth | HLI_Biomass_CHP | 0.98 | 0.98 | 0.98 | 0.98 | 0.98 | 0.98 | 0.98 | 0.98
GrandeTerreNorth | HLI_Hardcoal | 0.98 | 0.98 | 0.98 | 0.98 | 0.98 | 0.98 | 0.98 | 0.98
GrandeTerreNorth | HLI_Lignite | 0.98 | 0.98 | 0.98 | 0.98 | 0.98 | 0.98 | 0.98 | 0.98
GrandeTerreNorth | HLI_Hardcoal_CHP | 0.98 | 0.98 | 0.98 | 0.98 | 0.98 | 0.98 | 0.98 | 0.98
GrandeTerreNorth | HLI_Lignite_CHP | 0.98 | 0.98 | 0.98 | 0.98 | 0.98 | 0.98 | 0.98 | 0.98
GrandeTerreNorth | HLI_Solar_Thermal | 0.98 | 0.98 | 0.98 | 0.98 | 0.98 | 0.98 | 0.98 | 0.98
GrandeTerreNorth | HLI_Fuelcell | 0 | 0 | 0 | 0.98 | 0.98 | 0.98 | 0.98 | 0.98
GrandeTerreNorth | HLI_Geothermal | 0 | 0.98 | 0.98 | 0.98 | 0.98 | 0.98 | 0.98 | 0.98
GrandeTerreNorth | HLI_Oil_Boiler | 0.98 | 0.98 | 0.98 | 0.98 | 0.98 | 0.98 | 0.98 | 0.98
GrandeTerreNorth | HLI_Direct_Electric | 0.98 | 0.98 | 0.98 | 0.98 | 0.98 | 0.98 | 0.98 | 0.98
GrandeTerreNorth | HLI_Oil_CHP | 0.98 | 0.98 | 0.98 | 0.98 | 0.98 | 0.98 | 0.98 | 0.98
GrandeTerreNorth | HMI_Gas | 0.98 | 0.98 | 0.98 | 0.98 | 0.98 | 0.98 | 0.98 | 0.98
GrandeTerreNorth | HMI_H2 | 0 | 0 | 0.98 | 0.98 | 0.98 | 0.98 | 0.98 | 0.98
GrandeTerreNorth | HMI_Biomass | 0.98 | 0.98 | 0.98 | 0.98 | 0.98 | 0.98 | 0.98 | 0.98
GrandeTerreNorth | HMI_HardCoal | 0.98 | 0.98 | 0.98 | 0.98 | 0.98 | 0.98 | 0.98 | 0.98
GrandeTerreNorth | HMI_Steam_Electric | 0.98 | 0.98 | 0.98 | 0.98 | 0.98 | 0.98 | 0.98 | 0.98
GrandeTerreNorth | HMI_Oil | 0.98 | 0.98 | 0.98 | 0.98 | 0.98 | 0.98 | 0.98 | 0.98
GrandeTerreNorth | HHI_BF_BOF | 0.98 | 0.98 | 0.98 | 0.98 | 0.98 | 0.98 | 0.98 | 0.98
GrandeTerreNorth | HHI_DRI_EAF | 0.98 | 0.98 | 0.98 | 0.98 | 0.98 | 0.98 | 0.98 | 0.98
GrandeTerreNorth | HHI_Scrap_EAF | 0.98 | 0.98 | 0.98 | 0.98 | 0.98 | 0.98 | 0.98 | 0.98
GrandeTerreNorth | HHI_H2DRI_EAF | 0 | 0 | 0 | 0.98 | 0.98 | 0.98 | 0.98 | 0.98
GrandeTerreNorth | HHI_Molten_Electrolysis | 0 | 0 | 0 | 0 | 0 | 0.98 | 0.98 | 0.98
GrandeTerreNorth | HHI_Bio_BF_BOF | 0 | 0 | 0.98 | 0.98 | 0.98 | 0.98 | 0.98 | 0.98
GrandeTerreNorth | P_Nuclear | 0.8 | 0.8 | 0.8 | 0.8 | 0.8 | 0.8 | 0.8 | 0.8
GrandeTerreNorth | P_Nuclear | 0.8 | 0.8 | 0.8 | 0.8 | 0.8 | 0.8 | 0.8 | 0.8
GrandeTerreNorth | CHP_Nuclear | 0.8 | 0.8 | 0.8 | 0.8 | 0.8 | 0.8 | 0.8 | 0.8
GrandeTerreNorth | CHP_Nuclear | 0.8 | 0.8 | 0.8 | 0.8 | 0.8 | 0.8 | 0.8 | 0.8
GrandeTerreNorth | HHI_BF_BOF_CCS | 0.98 | 0.98 | 0.98 | 0.98 | 0.98 | 0.98 | 0.98 | 0.98
GrandeTerreNorth | HHI_DRI_EAF_CCS | 0.98 | 0.98 | 0.98 | 0.98 | 0.98 | 0.98 | 0.98 | 0.98
GrandeTerreNorth | HLI_Biomass_CHP_CCS | 0.98 | 0.98 | 0.98 | 0.98 | 0.98 | 0.98 | 0.98 | 0.98
GrandeTerreNorth | HLI_Hardcoal_CHP_CCS | 0.98 | 0.98 | 0.98 | 0.98 | 0.98 | 0.98 | 0.98 | 0.98
GrandeTerreNorth | HLI_Lignite_CHP_CCS | 0.98 | 0.98 | 0.98 | 0.98 | 0.98 | 0.98 | 0.98 | 0.98
GrandeTerreNorth | HLR_Biomass_CHP_CCS | 0.98 | 0.98 | 0.98 | 0.98 | 0.98 | 0.98 | 0.98 | 0.98
GrandeTerreNorth | HLR_Hardcoal_CHP_CCS | 0.98 | 0.98 | 0.98 | 0.98 | 0.98 | 0.98 | 0.98 | 0.98
GrandeTerreNorth | HLR_Lignite_CHP_CCS | 0.98 | 0.98 | 0.98 | 0.98 | 0.98 | 0.98 | 0.98 | 0.98
GrandeTerreNorth | HMI_Gas_CCS | 0.98 | 0.98 | 0.98 | 0.98 | 0.98 | 0.98 | 0.98 | 0.98
GrandeTerreNorth | HMI_HardCoal_CCS | 0.98 | 0.98 | 0.98 | 0.98 | 0.98 | 0.98 | 0.98 | 0.98
GrandeTerreNorth | P_Coal_Hardcoal_CCS | 0.98 | 0.98 | 0.98 | 0.98 | 0.98 | 0.98 | 0.98 | 0.98
GrandeTerreNorth | P_Coal_Lignite_CCS | 0.98 | 0.98 | 0.98 | 0.98 | 0.98 | 0.98 | 0.98 | 0.98
GrandeTerreNorth | P_Gas_CCS | 0.98 | 0.98 | 0.98 | 0.98 | 0.98 | 0.98 | 0.98 | 0.98
GrandeTerreNorth | X_SMR | 0.98 | 0.98 | 0.98 | 0.98 | 0.98 | 0.98 | 0.98 | 0.98
GrandeTerreNorth | X_SMR_CCS | 0.98 | 0.98 | 0.98 | 0.98 | 0.98 | 0.98 | 0.98 | 0.98
GrandeTerreNorth | X_DAC | 0.98 | 0.98 | 0.98 | 0.98 | 0.98 | 0.98 | 0.98 | 0.98
GrandeTerreNorth | A_Air | bar: 2018 to 2050
GrandeTerreNorth | HLR_H2_Boiler | 0 | 0 | 0.98 | 0.98 | 0.98 | 0.98 | 0.98 | 0.98
GrandeTerreNorth | HLI_H2_Boiler | 0 | 0 | 0.98 | 0.98 | 0.98 | 0.98 | 0.98 | 0.98
GrandeTerreNorth | X_Biofuel | 0 | 1 | 1 | 1 | 1 | 1 | 1 | 1
GrandeTerreNorth | X_Powerfuel | 0 | 0 | 0 | 1 | 1 | 1 | 1 | 1
GrandeTerreNorth | RES_Biogas | bar: 2018 to 2050
GrandeTerreNorth | RES_Grass | bar: 2018 to 2050
GrandeTerreNorth | RES_Paper_Cardboard | bar: 2018 to 2050
GrandeTerreNorth | RES_Residues | bar: 2018 to 2050
GrandeTerreNorth | RES_Roundwood | bar: 2018 to 2050
GrandeTerreNorth | RES_Wood | bar: 2018 to 2050
GrandeTerreNorth | X_Gasifier | 0.98 | 0.98 | 0.98 | 0.98 | 0.98 | 0.98 | 0.98 | 0.98
GrandeTerreNorth | X_Liquifier | 0.98 | 0.98 | 0.98 | 0.98 | 0.98 | 0.98 | 0.98 | 0.98
GrandeTerreNorth | FRT_Road_LNG | 0.98 | 0.98 | 0.98 | 0.98 | 0.98 | 0.98 | 0.98 | 0.98
GrandeTerreNorth | PSNG_Ship_LNG | 0.98 | 0.98 | 0.98 | 0.98 | 0.98 | 0.98 | 0.98 | 0.98
GrandeTerreNorth | PSNG_Road_LNG | 0.98 | 0.98 | 0.98 | 0.98 | 0.98 | 0.98 | 0.98 | 0.98
GrandeTerreNorth | P_H2_OCGT | 0.98 | 0.98 | 0.98 | 0.98 | 0.98 | 0.98 | 0.98 | 0.98
GrandeTerreNorth | X_DAC_LT | 0.98 | 0.98 | 0.98 | 0.98 | 0.98 | 0.98 | 0.98 | 0.98
GrandeTerreNorth | X_DAC_HT | 0.98 | 0.98 | 0.98 | 0.98 | 0.98 | 0.98 | 0.98 | 0.98
GrandeTerreNorth | Z_Import_H2 | bar: 2018 to 2050
GrandeTerreNorth | Z_ETS_Buy | bar: 2018 to 2050
GrandeTerreNorth | Z_ETS_Sell | bar: 2018 to 2050
GrandeTerreNorth | P_Gas_CCGT | 0.87 | 0.87 | 0.87 | 0.87 | 0.87 | 0.87 | 0.87 | 0.87
GrandeTerreNorth | P_Gas_OCGT | 0.87 | 0.87 | 0.87 | 0.87 | 0.87 | 0.87 | 0.87 | 0.87
GrandeTerreNorth | P_Gas_Engines | 0.87 | 0.87 | 0.87 | 0.87 | 0.87 | 0.87 | 0.87 | 0.87
GrandeTerreNorth | CHP_Biomass_Solid | 0.9 | 0.9 | 0.9 | 0.9 | 0.9 | 0.9 | 0.9 | 0.9
GrandeTerreNorth | CHP_Coal_Hardcoal | 0.9 | 0.9 | 0.9 | 0.9 | 0.9 | 0.9 | 0.9 | 0.9
GrandeTerreNorth | CHP_Coal_Lignite | 0.9 | 0.9 | 0.9 | 0.9 | 0.9 | 0.9 | 0.9 | 0.9
GrandeTerreNorth | CHP_Gas_CCGT_Natural | 0.9 | 0.9 | 0.9 | 0.9 | 0.9 | 0.9 | 0.9 | 0.9
GrandeTerreNorth | CHP_Gas_CCGT_Biogas | 0.9 | 0.9 | 0.9 | 0.9 | 0.9 | 0.9 | 0.9 | 0.9
GrandeTerreNorth | CHP_Gas_CCGT_SynGas | 0.9 | 0.9 | 0.9 | 0.9 | 0.9 | 0.9 | 0.9 | 0.9
GrandeTerreNorth | CHP_Biomass_Solid_CCS | 0.9 | 0.9 | 0.9 | 0.9 | 0.9 | 0.9 | 0.9 | 0.9
GrandeTerreNorth | CHP_Coal_Hardcoal_CCS | 0.9 | 0.9 | 0.9 | 0.9 | 0.9 | 0.9 | 0.9 | 0.9
GrandeTerreNorth | CHP_Coal_Lignite_CCS | 0.9 | 0.9 | 0.9 | 0.9 | 0.9 | 0.9 | 0.9 | 0.9
GrandeTerreNorth | CHP_Gas_CCGT_Natural_CCS | 0.9 | 0.9 | 0.9 | 0.9 | 0.9 | 0.9 | 0.9 | 0.9
GrandeTerreNorth | CHP_Gas_CCGT_Biogas_CCS | 0.9 | 0.9 | 0.9 | 0.9 | 0.9 | 0.9 | 0.9 | 0.9
GrandeTerreNorth | CHP_Hydrogen_FuelCell | 0 | 0 | 0 | 0.98 | 0.98 | 0.98 | 0.98 | 0.98
GrandeTerreNorth | HLI_Convert_DH | bar: 2018 to 2050
GrandeTerreNorth | HLR_Convert_DH | bar: 2018 to 2050
GrandeTerreNorth | CHP_Oil | 0.9 | 0.9 | 0.9 | 0.9 | 0.9 | 0.9 | 0.9 | 0.9
GrandeTerreNorth | Res_PV_Utility_Tracking | 0.98 | 0.98 | 0.98 | 0.98 | 0.98 | 0.98 | 0.98 | 0.98
GrandeTerreNorth | PSNG_Ship_EL | 0.98 | 0.98 | 0.98 | 0.98 | 0.98 | 0.98 | 0.98 | 0.98
GrandeTerreNorth | PSNG_Ship_H2 | 0.98 | 0.98 | 0.98 | 0.98 | 0.98 | 0.98 | 0.98 | 0.98

## Par_OperationalLife
OperationalLife{r in REGION, t in TECHNOLOGY}
Operational lifespan of a process in years.
Unit: Years
World | A_Rooftop_Commercial | 101
World | A_Rooftop_Residential | 101
World | CHP_Biomass | 31
World | CHP_Coal_Hardcoal | 41
World | CHP_Coal_Lignite | 31
World | CHP_Gas | 31
World | CHP_Nuclear | 41
World | D_Battery_Li-Ion | 11
World | D_Battery_Redox | 20
World | D_Gas_H2 | 40
World | D_Gas_Methane | 40
World | D_Heat_HLI | 30
World | D_Heat_HLR | 30
World | D_PHS | 40
World | D_PHS_Residual | 40
World | D_CAES | 30
World | FRT_Rail_Conv | 26
World | FRT_Rail_Electric | 31
World | FRT_Road_BEV | 21
World | FRT_Road_H2 | 21
World | FRT_Road_ICE | 21
World | FRT_Road_PHEV | 26
World | FRT_Road_ICE_Bio | 21
World | FRT_Road_PHEV_bio | 26
World | FRT_Road_OH | 26
World | FRT_Ship_Bio | 31
World | FRT_Ship_Conv | 31
World | HHT_Biomass | 31
World | HHT_Coal_Hardcoal | 31
World | HHT_Coal_Lignite | 31
World | HHT_Electric_Furnace | 31
World | HHT_Gas | 31
World | HHT_Geothermal | 31
World | HHT_Oil | 21
World | HHT_H2 | 21
World | HLT_Biomass | 31
World | HLT_Coal_Hardcoal | 16
World | HLT_Coal_Lignite | 16
World | HLT_Electric_Furnace | 31
World | HLT_Gas | 26
World | HLT_Geothermal | 41
World | HLT_Heatpump | 31
World | HLT_Oil | 21
World | HLT_Rooftop_Commercial | 21
World | HLT_Rooftop_Residential | 21
World | P_Biomass | 31
World | P_Coal_Hardcoal | 51
World | P_Coal_Lignite | 31
World | P_Gas | 31
World | P_Nuclear | 41
World | P_Oil | 31
World | PSNG_Air_Bio | 16
World | PSNG_Air_Conv | 16
World | PSNG_Air_H2 | 16
World | PSNG_Rail_Conv | 26
World | PSNG_Rail_Electric | 31
World | PSNG_Road_BEV | 16
World | PSNG_Road_H2 | 21
World | PSNG_Road_ICE | 21
World | PSNG_Road_PHEV | 21
World | PSNG_Road_ICE_bio | 21
World | PSNG_Road_PHEV_bio | 21
World | R_Coal_Hardcoal | 31
World | R_Coal_Lignite | 31
World | R_Gas | 31
World | R_Nuclear | 31
World | R_Oil | 31
World | RES_Biomass | 101
World | RES_CSP | 31
World | RES_Geothermal | 41
World | RES_Hydro_Large | 81
World | RES_Hydro_Small | 81
World | RES_Ocean | 21
World | RES_PV_Rooftop_Commercial | 21
World | RES_PV_Rooftop_Residential | 21
World | RES_PV_Utility_Avg | 21
World | RES_PV_Utility_Inf | 21
World | RES_PV_Utility_Opt | 21
World | RES_Wind_Offshore_Transitional | 21
World | RES_Wind_Offshore_Shallow | 21
World | RES_Wind_Offshore_Deep | 21
World | RES_Wind_Onshore_Avg | 21
World | RES_Wind_Onshore_Inf | 21
World | RES_Wind_Onshore_Opt | 21
World | X_Electrolysis | 31
World | X_Fuel_Cell | 31
World | X_Methanation | 31
World | A_CCS_Capacity | 101
World | CHP_Biomass_CCS | 31
World | P_Biomass_CCS | 31
World | HLR_Gas_Boiler | 26
World | HLR_Gas_CHP | 26
World | HLR_Biomass | 26
World | HLR_Biomass_CHP | 26
World | HLR_Hardcoal | 26
World | HLR_Lignite | 26
World | HLR_Hardcoal_CHP | 26
World | HLR_Lignite_CHP | 26
World | HLR_Direct_Electric | 26
World | HLR_Solar_Thermal | 26
World | HLR_Heatpump_Aerial | 21
World | HLR_Heatpump_Ground | 21
World | HLR_Geothermal | 41
World | HLR_Oil_Boiler | 26
World | HLI_Gas_Boiler | 26
World | HLI_Gas_CHP | 26
World | HLI_Biomass | 26
World | HLI_Biomass_CHP | 26
World | HLI_Hardcoal | 26
World | HLI_Lignite | 26
World | HLI_Hardcoal_CHP | 26
World | HLI_Lignite_CHP | 26
World | HLI_Solar_Thermal | 21
World | HLI_Fuelcell | 31
World | HLI_Geothermal | 41
World | HLI_Oil_Boiler | 21
World | HLI_Oil_CHP | 31
World | HLI_Direct_Electric | 26
World | HMI_Gas | 31
World | HMI_H2 | 31
World | HMI_Biomass | 31
World | HMI_HardCoal | 31
World | HMI_Steam_Electric | 31
World | HMI_Oil | 31
World | HHI_BF_BOF | 26
World | HHI_DRI_EAF | 21
World | HHI_Scrap_EAF | 21
World | HHI_H2DRI_EAF | 21
World | HHI_Molten_Electrolysis | 21
World | HHI_Bio_BF_BOF | 26
World | HHI_BF_BOF_CCS | 21
World | HHI_DRI_EAF_CCS | 21
World | HLI_Biomass_CHP_CCS | 26
World | HLI_Hardcoal_CHP_CCS | 31
World | HLI_Lignite_CHP_CCS | 26
World | HLR_Biomass_CHP_CCS | 26
World | HLR_Hardcoal_CHP_CCS | 26
World | HLR_Lignite_CHP_CCS | 26
World | HMI_Gas_CCS | 26
World | HMI_HardCoal_CCS | 31
World | P_Coal_Hardcoal_CCS | 51
World | P_Coal_Lignite_CCS | 51
World | P_Gas_CCS | 41
World | X_SMR | 21
World | X_SMR_CCS | 21
World | A_Air | 100
World | HLR_H2_Boiler | 36
World | HLI_H2_Boiler | 36
World | X_Biofuel | 31
World | Z_Import_Electricity | 101
GrandeTerreNorth | A_Rooftop_Commercial | 101
GrandeTerreNorth | A_Rooftop_Residential | 101
GrandeTerreNorth | D_Battery_Li-Ion | 11
GrandeTerreNorth | D_Battery_Redox | 20
GrandeTerreNorth | D_Gas_H2 | 40
GrandeTerreNorth | D_Gas_Methane | 40
GrandeTerreNorth | D_Heat_HLI | 30
GrandeTerreNorth | D_Heat_HLR | 30
GrandeTerreNorth | D_PHS | 40
GrandeTerreNorth | D_PHS_Residual | 40
GrandeTerreNorth | D_CAES | 30
GrandeTerreNorth | FRT_Rail_Conv | 26
GrandeTerreNorth | FRT_Rail_Electric | 31
GrandeTerreNorth | FRT_Road_BEV | 21
GrandeTerreNorth | FRT_Road_H2 | 21
GrandeTerreNorth | FRT_Road_ICE | 21
GrandeTerreNorth | FRT_Road_PHEV | 26
GrandeTerreNorth | FRT_Road_ICE_Bio | 21
GrandeTerreNorth | FRT_Road_PHEV_bio | 26
GrandeTerreNorth | FRT_Road_OH | 26
GrandeTerreNorth | FRT_Ship_Bio | 31
GrandeTerreNorth | FRT_Ship_Conv | 31
GrandeTerreNorth | P_Biomass | 31
GrandeTerreNorth | P_Coal_Hardcoal | 51
GrandeTerreNorth | P_Coal_Lignite | 31
GrandeTerreNorth | P_Gas | 31
GrandeTerreNorth | P_Nuclear | 41
GrandeTerreNorth | P_Oil | 31
GrandeTerreNorth | PSNG_Air_Bio | 16
GrandeTerreNorth | PSNG_Air_Conv | 16
GrandeTerreNorth | PSNG_Air_H2 | 16
GrandeTerreNorth | PSNG_Rail_Conv | 26
GrandeTerreNorth | PSNG_Rail_Electric | 31
GrandeTerreNorth | PSNG_Road_BEV | 16
GrandeTerreNorth | PSNG_Road_H2 | 21
GrandeTerreNorth | PSNG_Road_ICE | 21
GrandeTerreNorth | PSNG_Road_PHEV | 21
GrandeTerreNorth | PSNG_Road_ICE_bio | 21
GrandeTerreNorth | PSNG_Road_PHEV_bio | 21
GrandeTerreNorth | R_Coal_Hardcoal | 31
GrandeTerreNorth | R_Coal_Lignite | 31
GrandeTerreNorth | R_Gas | 31
GrandeTerreNorth | R_Nuclear | 31
GrandeTerreNorth | R_Oil | 31
GrandeTerreNorth | RES_Biomass | 101
GrandeTerreNorth | RES_CSP | 31
GrandeTerreNorth | RES_Geothermal | 41
GrandeTerreNorth | RES_Hydro_Large | 81
GrandeTerreNorth | RES_Hydro_Small | 81
GrandeTerreNorth | RES_Ocean | 21
GrandeTerreNorth | RES_PV_Rooftop_Commercial | 21
GrandeTerreNorth | RES_PV_Rooftop_Residential | 21
GrandeTerreNorth | RES_PV_Utility_Avg | 21
GrandeTerreNorth | RES_PV_Utility_Inf | 21
GrandeTerreNorth | RES_PV_Utility_Opt | 21
GrandeTerreNorth | RES_Wind_Offshore_Transitional | 21
GrandeTerreNorth | RES_Wind_Offshore_Shallow | 21
GrandeTerreNorth | RES_Wind_Offshore_Deep | 21
GrandeTerreNorth | RES_Wind_Onshore_Avg | 21
GrandeTerreNorth | RES_Wind_Onshore_Inf | 21
GrandeTerreNorth | RES_Wind_Onshore_Opt | 21
GrandeTerreNorth | X_Electrolysis | 31
GrandeTerreNorth | X_Fuel_Cell | 31
GrandeTerreNorth | X_Methanation | 31
GrandeTerreNorth | A_CCS_Capacity | 101
GrandeTerreNorth | CHP_Biomass_CCS | 31
GrandeTerreNorth | P_Biomass_CCS | 31
GrandeTerreNorth | HLR_Gas_Boiler | 26
GrandeTerreNorth | HLR_Gas_CHP | 26
GrandeTerreNorth | HLR_Biomass | 26
GrandeTerreNorth | HLR_Biomass_CHP | 26
GrandeTerreNorth | HLR_Hardcoal | 26
GrandeTerreNorth | HLR_Lignite | 26
GrandeTerreNorth | HLR_Hardcoal_CHP | 26
GrandeTerreNorth | HLR_Lignite_CHP | 26
GrandeTerreNorth | HLR_Direct_Electric | 26
GrandeTerreNorth | HLR_Solar_Thermal | 26
GrandeTerreNorth | HLR_Heatpump_Aerial | 21
GrandeTerreNorth | HLR_Heatpump_Ground | 21
GrandeTerreNorth | HLR_Geothermal | 41
GrandeTerreNorth | HLR_Oil_Boiler | 26
GrandeTerreNorth | HLI_Gas_Boiler | 26
GrandeTerreNorth | HLI_Gas_CHP | 26
GrandeTerreNorth | HLI_Biomass | 26
GrandeTerreNorth | HLI_Biomass_CHP | 26
GrandeTerreNorth | HLI_Hardcoal | 26
GrandeTerreNorth | HLI_Lignite | 26
GrandeTerreNorth | HLI_Hardcoal_CHP | 26
GrandeTerreNorth | HLI_Lignite_CHP | 26
GrandeTerreNorth | HLI_Solar_Thermal | 21
GrandeTerreNorth | HLI_Fuelcell | 31
GrandeTerreNorth | HLI_Geothermal | 41
GrandeTerreNorth | HLI_Oil_Boiler | 21
GrandeTerreNorth | HLI_Oil_CHP | 31
GrandeTerreNorth | HLI_Direct_Electric | 26
GrandeTerreNorth | HMI_Gas | 31
GrandeTerreNorth | HMI_H2 | 31
GrandeTerreNorth | HMI_Biomass | 31
GrandeTerreNorth | HMI_HardCoal | 31
GrandeTerreNorth | HMI_Steam_Electric | 31
GrandeTerreNorth | HMI_Oil | 31
GrandeTerreNorth | HHI_BF_BOF | 26
GrandeTerreNorth | HHI_DRI_EAF | 21
GrandeTerreNorth | HHI_Scrap_EAF | 21
GrandeTerreNorth | HHI_H2DRI_EAF | 21
GrandeTerreNorth | HHI_Molten_Electrolysis | 21
GrandeTerreNorth | HHI_Bio_BF_BOF | 26
GrandeTerreNorth | HHI_BF_BOF_CCS | 21
GrandeTerreNorth | HHI_DRI_EAF_CCS | 21
GrandeTerreNorth | HLI_Biomass_CHP_CCS | 26
GrandeTerreNorth | HLI_Hardcoal_CHP_CCS | 31
GrandeTerreNorth | HLI_Lignite_CHP_CCS | 26
GrandeTerreNorth | HLR_Biomass_CHP_CCS | 26
GrandeTerreNorth | HLR_Hardcoal_CHP_CCS | 26
GrandeTerreNorth | HLR_Lignite_CHP_CCS | 26
GrandeTerreNorth | HMI_Gas_CCS | 26
GrandeTerreNorth | HMI_HardCoal_CCS | 31
GrandeTerreNorth | P_Coal_Hardcoal_CCS | 51
GrandeTerreNorth | P_Coal_Lignite_CCS | 51
GrandeTerreNorth | P_Gas_CCS | 41
GrandeTerreNorth | X_SMR | 21
GrandeTerreNorth | X_SMR_CCS | 21
GrandeTerreNorth | X_DAC | 21
GrandeTerreNorth | A_Air | 100
GrandeTerreNorth | HLR_H2_Boiler | 36
GrandeTerreNorth | HLI_H2_Boiler | 36
GrandeTerreNorth | X_Biofuel | 31
GrandeTerreNorth | X_Powerfuel | 21
GrandeTerreNorth | RES_Biogas | 101
GrandeTerreNorth | RES_Grass | 101
GrandeTerreNorth | RES_Paper_Cardboard | 101
GrandeTerreNorth | RES_Residues | 101
GrandeTerreNorth | RES_Roundwood | 101
GrandeTerreNorth | RES_Wood | 101
GrandeTerreNorth | X_Gasifier | 41
GrandeTerreNorth | X_Liquifier | 41
GrandeTerreNorth | FRT_Road_LNG | 21
GrandeTerreNorth | FRT_Ship_LNG | 31
GrandeTerreNorth | PSNG_Road_LNG | 21
GrandeTerreNorth | P_H2_OCGT | 31
GrandeTerreNorth | X_DAC_LT | 21
GrandeTerreNorth | X_DAC_HT | 21
GrandeTerreNorth | Z_Import_H2 | 101
GrandeTerreNorth | Z_ETS_Buy | 101
GrandeTerreNorth | Z_ETS_Sell | 101
GrandeTerreNorth | P_Gas_CCGT | 31
GrandeTerreNorth | P_Gas_OCGT | 31
GrandeTerreNorth | P_Gas_Engines | 31
GrandeTerreNorth | CHP_Biomass_Solid | 31 | JRC-TIMES | *+1 year
GrandeTerreNorth | CHP_Coal_Hardcoal | 31 | JRC-TIMES | *+1 year
GrandeTerreNorth | CHP_Coal_Lignite | 31 | JRC-TIMES | *+1 year
GrandeTerreNorth | CHP_Gas_CCGT_Natural | 26 | JRC-TIMES | *+1 year
GrandeTerreNorth | CHP_Gas_CCGT_Biogas | 26 | JRC-TIMES | *+1 year
GrandeTerreNorth | CHP_Gas_CCGT_SynGas | 26 | JRC-TIMES | *+1 year
GrandeTerreNorth | CHP_Biomass_Solid_CCS | 31 | JRC-TIMES | *+1 year
GrandeTerreNorth | CHP_Coal_Hardcoal_CCS | 31 | JRC-TIMES | *+1 year
GrandeTerreNorth | CHP_Coal_Lignite_CCS | 31 | JRC-TIMES | *+1 year
GrandeTerreNorth | CHP_Gas_CCGT_Natural_CCS | 26 | JRC-TIMES | *+1 year
GrandeTerreNorth | CHP_Gas_CCGT_Biogas_CCS | 26 | JRC-TIMES | *+1 year
GrandeTerreNorth | CHP_Hydrogen_FuelCell | 31 | old data
GrandeTerreNorth | HLI_Convert_DH | 100
GrandeTerreNorth | HLR_Convert_DH | 100
GrandeTerreNorth | CHP_Oil | 31 | same as other chps
GrandeTerreNorth | Res_PV_Utility_Tracking | 25
GrandeTerreNorth | PSNG_Ship_EL | 31
GrandeTerreNorth | PSNG_Ship_H2 | 31
GrandeTerreNorth | PSNG_Ship_Bio | 31
GrandeTerreNorth | PSNG_Ship_Conv | 31
GrandeTerreNorth | PSNG_Ship_LNG | 31

## Par_TotalAnnualMinActivity
TotalAnnualMinActivity{r in REGION, t in TECHNOLOGY, y in YEAR}
Minimum total activity each year.
Unit: PJ
Region | Technology | 2018 | 2021 | 2025 | 2030 | 2035 | 2040 | 2045 | 2050

## Par_TotalAnnualMaxActivity
TotalAnnualMaxActivity{r in REGION, t in TECHNOLOGY, y in YEAR}
Maximum total activity each year.
Unit: PJ
Region | Technology | 2018 | 2021 | 2025 | 2030 | 2035 | 2040 | 2045 | 2050
BasseTerreNorth | RES_Residues | 2 | 2 | 2 | 2 | 2 | 2 | 2 | 2
CapExcellence | RES_Residues | 2 | 2 | 2 | 2 | 2 | 2 | 2 | 2
GrandSud | RES_Residues | 2 | 2 | 2 | 2 | 2 | 2 | 2 | 2
GrandeTerreNorth | RES_Residues | 2 | 2 | 2 | 2 | 2 | 2 | 2 | 2
LaDesirade | RES_Residues | 0.5 | 0.5 | 0.5 | 0.5 | 0.5 | 0.5 | 0.5 | 0.5
MarieGalante | RES_Residues | 0.5 | 0.5 | 0.5 | 0.5 | 0.5 | 0.5 | 0.5 | 0.5
MinorIslands | RES_Residues | 0.5 | 0.5 | 0.5 | 0.5 | 0.5 | 0.5 | 0.5 | 0.5
RivieraDuLevant | RES_Residues | 2 | 2 | 2 | 2 | 2 | 2 | 2 | 2

## Par_TotalAnnualMaxCapacity
TotalAnnualMaxCapacity{r in REGION, t in TECHNOLOGY, y in YEAR}
Maximum total (residual and new) capacity each year.
Unit: GW
Region | Technology | 2018 | 2021 | 2025 | 2030 | 2035 | 2040 | 2045 | 2050
BasseTerreNorth | RES_Wind_Onshore_avg | 0.9201 | 0.9201 | 0.9201 | 0.9201 | 0.9201 | 0.9201 | 0.9201 | 0.9201
CapExcellence | RES_Wind_Onshore_avg | 0.16888 | 0.16888 | 0.16888 | 0.16888 | 0.16888 | 0.16888 | 0.16888 | 0.16888
GrandSud | RES_Wind_Onshore_avg | 0.50424 | 0.50424 | 0.50424 | 0.50424 | 0.50424 | 0.50424 | 0.50424 | 0.50424
GrandeTerreNorth | RES_Wind_Onshore_avg | 0.50669 | 0.50669 | 0.50669 | 0.50669 | 0.50669 | 0.50669 | 0.50669 | 0.50669
LaDesirade | RES_Wind_Onshore_avg | 0.026458 | 0.026458 | 0.026458 | 0.026458 | 0.026458 | 0.026458 | 0.026458 | 0.026458
MarieGalante | RES_Wind_Onshore_avg | 0.35425 | 0.35425 | 0.35425 | 0.35425 | 0.35425 | 0.35425 | 0.35425 | 0.35425
MinorIslands | RES_Wind_Onshore_avg | 0.014564 | 0.014564 | 0.014564 | 0.014564 | 0.014564 | 0.014564 | 0.014564 | 0.014564
RivieraDuLevant | RES_Wind_Onshore_avg | 0.35552 | 0.35552 | 0.35552 | 0.35552 | 0.35552 | 0.35552 | 0.35552 | 0.35552
BasseTerreNorth | RES_Wind_Onshore_inf | 0.9201 | 0.9201 | 0.9201 | 0.9201 | 0.9201 | 0.9201 | 0.9201 | 0.9201
CapExcellence | RES_Wind_Onshore_inf | 0.16888 | 0.16888 | 0.16888 | 0.16888 | 0.16888 | 0.16888 | 0.16888 | 0.16888
GrandSud | RES_Wind_Onshore_inf | 0.50424 | 0.50424 | 0.50424 | 0.50424 | 0.50424 | 0.50424 | 0.50424 | 0.50424
GrandeTerreNorth | RES_Wind_Onshore_inf | 0.50669 | 0.50669 | 0.50669 | 0.50669 | 0.50669 | 0.50669 | 0.50669 | 0.50669
LaDesirade | RES_Wind_Onshore_inf | 0.026458 | 0.026458 | 0.026458 | 0.026458 | 0.026458 | 0.026458 | 0.026458 | 0.026458
MarieGalante | RES_Wind_Onshore_inf | 0.35425 | 0.35425 | 0.35425 | 0.35425 | 0.35425 | 0.35425 | 0.35425 | 0.35425
MinorIslands | RES_Wind_Onshore_inf | 0.014564 | 0.014564 | 0.014564 | 0.014564 | 0.014564 | 0.014564 | 0.014564 | 0.014564
RivieraDuLevant | RES_Wind_Onshore_inf | 0.35552 | 0.35552 | 0.35552 | 0.35552 | 0.35552 | 0.35552 | 0.35552 | 0.35552
BasseTerreNorth | RES_Wind_Onshore_opt | 0.9201 | 0.9201 | 0.9201 | 0.9201 | 0.9201 | 0.9201 | 0.9201 | 0.9201
CapExcellence | RES_Wind_Onshore_opt | 0.16888 | 0.16888 | 0.16888 | 0.16888 | 0.16888 | 0.16888 | 0.16888 | 0.16888
GrandSud | RES_Wind_Onshore_opt | 0.50424 | 0.50424 | 0.50424 | 0.50424 | 0.50424 | 0.50424 | 0.50424 | 0.50424
GrandeTerreNorth | RES_Wind_Onshore_opt | 0.50669 | 0.50669 | 0.50669 | 0.50669 | 0.50669 | 0.50669 | 0.50669 | 0.50669
LaDesirade | RES_Wind_Onshore_opt | 0.026458 | 0.026458 | 0.026458 | 0.026458 | 0.026458 | 0.026458 | 0.026458 | 0.026458
MarieGalante | RES_Wind_Onshore_opt | 0.35425 | 0.35425 | 0.35425 | 0.35425 | 0.35425 | 0.35425 | 0.35425 | 0.35425
MinorIslands | RES_Wind_Onshore_opt | 0.014564 | 0.014564 | 0.014564 | 0.014564 | 0.014564 | 0.014564 | 0.014564 | 0.014564
RivieraDuLevant | RES_Wind_Onshore_opt | 0.35552 | 0.35552 | 0.35552 | 0.35552 | 0.35552 | 0.35552 | 0.35552 | 0.35552
BasseTerreNorth | RES_PV_Utility_Opt | 4.3814 | 4.3814 | 4.3814 | 4.3814 | 4.3814 | 4.3814 | 4.3814 | 4.3814
CapExcellence | RES_PV_Utility_Opt | 0.80418 | 0.80418 | 0.80418 | 0.80418 | 0.80418 | 0.80418 | 0.80418 | 0.80418
GrandSud | RES_PV_Utility_Opt | 2.4011 | 2.4011 | 2.4011 | 2.4011 | 2.4011 | 2.4011 | 2.4011 | 2.4011
GrandeTerreNorth | RES_PV_Utility_Opt | 2.4128 | 2.4128 | 2.4128 | 2.4128 | 2.4128 | 2.4128 | 2.4128 | 2.4128
LaDesirade | RES_PV_Utility_Opt | 0.12599 | 0.12599 | 0.12599 | 0.12599 | 0.12599 | 0.12599 | 0.12599 | 0.12599
MarieGalante | RES_PV_Utility_Opt | 1.6869 | 1.6869 | 1.6869 | 1.6869 | 1.6869 | 1.6869 | 1.6869 | 1.6869
MinorIslands | RES_PV_Utility_Opt | 0.069353 | 0.069353 | 0.069353 | 0.069353 | 0.069353 | 0.069353 | 0.069353 | 0.069353
RivieraDuLevant | RES_PV_Utility_Opt | 1.693 | 1.693 | 1.693 | 1.693 | 1.693 | 1.693 | 1.693 | 1.693
BasseTerreNorth | RES_PV_Utility_Avg | 4.3814 | 4.3814 | 4.3814 | 4.3814 | 4.3814 | 4.3814 | 4.3814 | 4.3814
CapExcellence | RES_PV_Utility_Avg | 0.80418 | 0.80418 | 0.80418 | 0.80418 | 0.80418 | 0.80418 | 0.80418 | 0.80418
GrandSud | RES_PV_Utility_Avg | 2.4011 | 2.4011 | 2.4011 | 2.4011 | 2.4011 | 2.4011 | 2.4011 | 2.4011
GrandeTerreNorth | RES_PV_Utility_Avg | 2.4128 | 2.4128 | 2.4128 | 2.4128 | 2.4128 | 2.4128 | 2.4128 | 2.4128
LaDesirade | RES_PV_Utility_Avg | 0.12599 | 0.12599 | 0.12599 | 0.12599 | 0.12599 | 0.12599 | 0.12599 | 0.12599
MarieGalante | RES_PV_Utility_Avg | 1.6869 | 1.6869 | 1.6869 | 1.6869 | 1.6869 | 1.6869 | 1.6869 | 1.6869
MinorIslands | RES_PV_Utility_Avg | 0.069353 | 0.069353 | 0.069353 | 0.069353 | 0.069353 | 0.069353 | 0.069353 | 0.069353
RivieraDuLevant | RES_PV_Utility_Avg | 1.693 | 1.693 | 1.693 | 1.693 | 1.693 | 1.693 | 1.693 | 1.693
CapExcellence | RES_PV_Utility_Inf | 0.80418 | 0.80418 | 0.80418 | 0.80418 | 0.80418 | 0.80418 | 0.80418 | 0.80418
GrandSud | RES_PV_Utility_Inf | 2.4011 | 2.4011 | 2.4011 | 2.4011 | 2.4011 | 2.4011 | 2.4011 | 2.4011
GrandeTerreNorth | RES_PV_Utility_Inf | 2.4128 | 2.4128 | 2.4128 | 2.4128 | 2.4128 | 2.4128 | 2.4128 | 2.4128
LaDesirade | RES_PV_Utility_Inf | 0.12599 | 0.12599 | 0.12599 | 0.12599 | 0.12599 | 0.12599 | 0.12599 | 0.12599
MarieGalante | RES_PV_Utility_Inf | 1.6869 | 1.6869 | 1.6869 | 1.6869 | 1.6869 | 1.6869 | 1.6869 | 1.6869
MinorIslands | RES_PV_Utility_Inf | 0.069353 | 0.069353 | 0.069353 | 0.069353 | 0.069353 | 0.069353 | 0.069353 | 0.069353
RivieraDuLevant | RES_PV_Utility_Inf | 1.693 | 1.693 | 1.693 | 1.693 | 1.693 | 1.693 | 1.693 | 1.693
BasseTerreNorth | RES_PV_Rooftop_Residential | 99 | 99 | 99 | 99 | 99 | 99 | 99 | 99
CapExcellence | RES_PV_Rooftop_Residential | 99 | 99 | 99 | 99 | 99 | 99 | 99 | 99
GrandSud | RES_PV_Rooftop_Residential | 99 | 99 | 99 | 99 | 99 | 99 | 99 | 99
GrandeTerreNorth | RES_PV_Rooftop_Residential | 99 | 99 | 99 | 99 | 99 | 99 | 99 | 99
LaDesirade | RES_PV_Rooftop_Residential | 99 | 99 | 99 | 99 | 99 | 99 | 99 | 99
MarieGalante | RES_PV_Rooftop_Residential | 99 | 99 | 99 | 99 | 99 | 99 | 99 | 99
MinorIslands | RES_PV_Rooftop_Residential | 99 | 99 | 99 | 99 | 99 | 99 | 99 | 99
RivieraDuLevant | RES_PV_Rooftop_Residential | 99 | 99 | 99 | 99 | 99 | 99 | 99 | 99
BasseTerreNorth | RES_PV_Rooftop_Commercial | 99 | 99 | 99 | 99 | 99 | 99 | 99 | 99
CapExcellence | RES_PV_Rooftop_Commercial | 99 | 99 | 99 | 99 | 99 | 99 | 99 | 99
GrandSud | RES_PV_Rooftop_Commercial | 99 | 99 | 99 | 99 | 99 | 99 | 99 | 99
GrandeTerreNorth | RES_PV_Rooftop_Commercial | 99 | 99 | 99 | 99 | 99 | 99 | 99 | 99
LaDesirade | RES_PV_Rooftop_Commercial | 99 | 99 | 99 | 99 | 99 | 99 | 99 | 99
MarieGalante | RES_PV_Rooftop_Commercial | 99 | 99 | 99 | 99 | 99 | 99 | 99 | 99
MinorIslands | RES_PV_Rooftop_Commercial | 99 | 99 | 99 | 99 | 99 | 99 | 99 | 99
RivieraDuLevant | RES_PV_Rooftop_Commercial | 99 | 99 | 99 | 99 | 99 | 99 | 99 | 99
BasseTerreNorth | A_Rooftop_Commercial | 22.3894 | 22.3894 | 22.3894 | 22.3894 | 22.3894 | 22.3894 | 22.3894 | 22.3894
CapExcellence | A_Rooftop_Commercial | 21.8544 | 21.8544 | 21.8544 | 21.8544 | 21.8544 | 21.8544 | 21.8544 | 21.8544
GrandSud | A_Rooftop_Commercial | 18.8339 | 18.8339 | 18.8339 | 18.8339 | 18.8339 | 18.8339 | 18.8339 | 18.8339
GrandeTerreNorth | A_Rooftop_Commercial | 20.5637 | 20.5637 | 20.5637 | 20.5637 | 20.5637 | 20.5637 | 20.5637 | 20.5637
LaDesirade | A_Rooftop_Commercial | 0.23509 | 0.23509 | 0.23509 | 0.23509 | 0.23509 | 0.23509 | 0.23509 | 0.23509
MarieGalante | A_Rooftop_Commercial | 3.5976 | 3.5976 | 3.5976 | 3.5976 | 3.5976 | 3.5976 | 3.5976 | 3.5976
MinorIslands | A_Rooftop_Commercial | 0.23509 | 0.23509 | 0.23509 | 0.23509 | 0.23509 | 0.23509 | 0.23509 | 0.23509
RivieraDuLevant | A_Rooftop_Commercial | 15.6747 | 15.6747 | 15.6747 | 15.6747 | 15.6747 | 15.6747 | 15.6747 | 15.6747
BasseTerreNorth | A_Rooftop_Residential | 22.3894 | 22.3894 | 22.3894 | 22.3894 | 22.3894 | 22.3894 | 22.3894 | 22.3894
CapExcellence | A_Rooftop_Residential | 21.8544 | 21.8544 | 21.8544 | 21.8544 | 21.8544 | 21.8544 | 21.8544 | 21.8544
GrandSud | A_Rooftop_Residential | 18.8339 | 18.8339 | 18.8339 | 18.8339 | 18.8339 | 18.8339 | 18.8339 | 18.8339
GrandeTerreNorth | A_Rooftop_Residential | 20.5637 | 20.5637 | 20.5637 | 20.5637 | 20.5637 | 20.5637 | 20.5637 | 20.5637
LaDesirade | A_Rooftop_Residential | 0.23509 | 0.23509 | 0.23509 | 0.23509 | 0.23509 | 0.23509 | 0.23509 | 0.23509
MarieGalante | A_Rooftop_Residential | 3.5976 | 3.5976 | 3.5976 | 3.5976 | 3.5976 | 3.5976 | 3.5976 | 3.5976
MinorIslands | A_Rooftop_Residential | 0.23509 | 0.23509 | 0.23509 | 0.23509 | 0.23509 | 0.23509 | 0.23509 | 0.23509
RivieraDuLevant | A_Rooftop_Residential | 15.6747 | 15.6747 | 15.6747 | 15.6747 | 15.6747 | 15.6747 | 15.6747 | 15.6747
BasseTerreNorth | RES_Hydro_Small | 0.0024 | 0.0024 | 0.0024 | 0.0024 | 0.0024 | 0.0024 | 0.0024 | 0.0024
GrandSud | RES_Hydro_Small | 0.00797 | 0.00797 | 0.00797 | 0.00797 | 0.00797 | 0.00797 | 0.00797 | 0.00797
GrandeTerreNorth | RES_Hydro_Small | 0.0002 | 0.0002 | 0.0002 | 0.0002 | 0.0002 | 0.0002 | 0.0002 | 0.0002
[11 empty] | Europe_AT | A_Rooftop_Commercial | 65.82 | 65.82 | 65.82 | 65.82 | 65.82 | 65.82 | 65.82 | 65.82
[11 empty] | Europe_Balt | A_Rooftop_Commercial | 76.0852 | 76.0852 | 76.0852 | 76.0852 | 76.0852 | 76.0852 | 76.0852 | 76.0852
[11 empty] | Europe_BeLux | A_Rooftop_Commercial | 20.9329 | 20.9329 | 20.9329 | 20.9329 | 20.9329 | 20.9329 | 20.9329 | 20.9329
[11 empty] | Europe_CH | A_Rooftop_Commercial | 67.5473 | 67.5473 | 67.5473 | 67.5473 | 67.5473 | 67.5473 | 67.5473 | 67.5473
[11 empty] | Europe_CZ | A_Rooftop_Commercial | 59.9254 | 59.9254 | 59.9254 | 59.9254 | 59.9254 | 59.9254 | 59.9254 | 59.9254
[11 empty] | Europe_DE | A_Rooftop_Commercial | 500.1476 | 500.1476 | 500.1476 | 500.1476 | 500.1476 | 500.1476 | 500.1476 | 500.1476
[11 empty] | Europe_DK | A_Rooftop_Commercial | 40.2561 | 40.2561 | 40.2561 | 40.2561 | 40.2561 | 40.2561 | 40.2561 | 40.2561
[11 empty] | Europe_FR | A_Rooftop_Commercial | 487.6626 | 487.6626 | 487.6626 | 487.6626 | 487.6626 | 487.6626 | 487.6626 | 487.6626
[11 empty] | Europe_GB | A_Rooftop_Commercial | 389.0457 | 389.0457 | 389.0457 | 389.0457 | 389.0457 | 389.0457 | 389.0457 | 389.0457
[11 empty] | Europe_Iberia | A_Rooftop_Commercial | 327.1547 | 327.1547 | 327.1547 | 327.1547 | 327.1547 | 327.1547 | 327.1547 | 327.1547
[11 empty] | Europe_IT | A_Rooftop_Commercial | 258.6854 | 258.6854 | 258.6854 | 258.6854 | 258.6854 | 258.6854 | 258.6854 | 258.6854
[11 empty] | Europe_NL | A_Rooftop_Commercial | 45.8269 | 45.8269 | 45.8269 | 45.8269 | 45.8269 | 45.8269 | 45.8269 | 45.8269
[11 empty] | Europe_PL | A_Rooftop_Commercial | 356.8884 | 356.8884 | 356.8884 | 356.8884 | 356.8884 | 356.8884 | 356.8884 | 356.8884
[11 empty] | Europe_Scand | A_Rooftop_Commercial | 253.5384 | 253.5384 | 253.5384 | 253.5384 | 253.5384 | 253.5384 | 253.5384 | 253.5384
[11 empty] | Europe_SouthEast | A_Rooftop_Commercial | 213.7279 | 213.7279 | 213.7279 | 213.7279 | 213.7279 | 213.7279 | 213.7279 | 213.7279
[13 empty] | 3163.2445 | 3163.2445 | 3163.2445 | 3163.2445 | 3163.2445 | 3163.2445 | 3163.2445 | 3163.2445
[11 empty] | Europe_AT | A_Rooftop_Residential | 73.2866 | 73.2866 | 73.2866 | 73.2866 | 73.2866 | 73.2866 | 73.2866 | 73.2866
[11 empty] | Europe_Balt | A_Rooftop_Residential | 37.7565 | 37.7565 | 37.7565 | 37.7565 | 37.7565 | 37.7565 | 37.7565 | 37.7565
[11 empty] | Europe_BeLux | A_Rooftop_Residential | 19.9999 | 19.9999 | 19.9999 | 19.9999 | 19.9999 | 19.9999 | 19.9999 | 19.9999
[11 empty] | Europe_CH | A_Rooftop_Residential | 74.9911 | 74.9911 | 74.9911 | 74.9911 | 74.9911 | 74.9911 | 74.9911 | 74.9911
[11 empty] | Europe_CZ | A_Rooftop_Residential | 54.8916 | 54.8916 | 54.8916 | 54.8916 | 54.8916 | 54.8916 | 54.8916 | 54.8916
[11 empty] | Europe_DE | A_Rooftop_Residential | 416.8305 | 416.8305 | 416.8305 | 416.8305 | 416.8305 | 416.8305 | 416.8305 | 416.8305
[11 empty] | Europe_DK | A_Rooftop_Residential | 20.8775 | 20.8775 | 20.8775 | 20.8775 | 20.8775 | 20.8775 | 20.8775 | 20.8775
[11 empty] | Europe_FR | A_Rooftop_Residential | 520.1415 | 520.1415 | 520.1415 | 520.1415 | 520.1415 | 520.1415 | 520.1415 | 520.1415
[11 empty] | Europe_GB | A_Rooftop_Residential | 211.5888 | 211.5888 | 211.5888 | 211.5888 | 211.5888 | 211.5888 | 211.5888 | 211.5888
[11 empty] | Europe_Iberia | A_Rooftop_Residential | 670.0442 | 670.0442 | 670.0442 | 670.0442 | 670.0442 | 670.0442 | 670.0442 | 670.0442
[11 empty] | Europe_IT | A_Rooftop_Residential | 702.8588 | 702.8588 | 702.8588 | 702.8588 | 702.8588 | 702.8588 | 702.8588 | 702.8588
[11 empty] | Europe_NL | A_Rooftop_Residential | 23.4082 | 23.4082 | 23.4082 | 23.4082 | 23.4082 | 23.4082 | 23.4082 | 23.4082
[11 empty] | Europe_PL | A_Rooftop_Residential | 181.416 | 181.416 | 181.416 | 181.416 | 181.416 | 181.416 | 181.416 | 181.416
[11 empty] | Europe_Scand | A_Rooftop_Residential | 111.9108 | 111.9108 | 111.9108 | 111.9108 | 111.9108 | 111.9108 | 111.9108 | 111.9108
[11 empty] | Europe_SouthEast | A_Rooftop_Residential | 287.8753 | 287.8753 | 287.8753 | 287.8753 | 287.8753 | 287.8753 | 287.8753 | 287.8753
[13 empty] | 3407.8773 | 3407.8773 | 3407.8773 | 3407.8773 | 3407.8773 | 3407.8773 | 3407.8773 | 3407.8773
https://sci-hub.se/10.1016/j.solener.2017.09.030
https://sci-hub.se/10.1016/j.solener.2017.09.030
https://sci-hub.se/10.1016/j.solener.2017.09.030
https://sci-hub.se/10.1016/j.solener.2017.09.030
https://sci-hub.se/10.1016/j.solener.2017.09.030
https://sci-hub.se/10.1016/j.solener.2017.09.030
https://sci-hub.se/10.1016/j.solener.2017.09.030
https://sci-hub.se/10.1016/j.solener.2017.09.030
https://sci-hub.se/10.1016/j.solener.2017.09.030
https://sci-hub.se/10.1016/j.solener.2017.09.030
https://sci-hub.se/10.1016/j.solener.2017.09.030
https://sci-hub.se/10.1016/j.solener.2017.09.030
https://sci-hub.se/10.1016/j.solener.2017.09.030
https://sci-hub.se/10.1016/j.solener.2017.09.030
https://sci-hub.se/10.1016/j.solener.2017.09.030
https://sci-hub.se/10.1016/j.solener.2017.09.030
https://sci-hub.se/10.1016/j.solener.2017.09.030
https://sci-hub.se/10.1016/j.solener.2017.09.030
https://sci-hub.se/10.1016/j.solener.2017.09.030
https://sci-hub.se/10.1016/j.solener.2017.09.030

## Par_ModelPeriodActivityMaxLimit
ModelPeriodActivityMaxLimit{r in REGION, t in TECHNOLOGY} |  |  | most likely just 0 for guadeloupe
Maximum total activity for the complete model period per region.
Unit: PJ
Region | Technology | Value

## Par_TotalAnnualMinCapacity
TotalAnnualMinCapacity{r in REGION, t in TECHNOLOGY, y in YEAR}
Minimum total (residual and new) capacity each year.
Unit: GW
Region | Technology | 2018 | 2021 | 2025 | 2030 | 2035 | 2040 | 2045 | 2050

## Par_TagTechnologyToModalType
TagTechnologyToModalType{t in TECHNOLOGY, m in MODEOFOPERATION, md in MODALTYPE}
Tags technologies which belong to a certain modal type
Unit: Binary
Technology | ModeOfOperation | MT_PSNG_ROAD | MT_PSNG_RAIL | MT_PSNG_AIR | MT_FRT_ROAD | MT_FRT_RAIL | MT_PSNG_SHIP | MT_PSNG_ROAD_RE | MT_PSNG_RAIL_RE | MT_PSNG_AIR_RE | MT_FRT_ROAD_RE | MT_FRT_RAIL_RE | MT_PSNG_SHIP_RE | MT_PSNG_ROAD_CONV | MT_PSNG_RAIL_CONV | MT_PSNG_AIR_CONV | MT_FRT_ROAD_CONV | MT_FRT_RAIL_CONV | MT_PSNG_SHIP_CONV
FRT_Rail_Conv | 1 |  |  |  |  | 1 | [11 empty] | 1
FRT_Rail_Conv | 2 |  |  |  |  | 1 | [5 empty] | 1
FRT_Rail_Conv | 3 |  |  |  |  | 1 | [5 empty] | 1
FRT_Rail_Electric | 1 |  |  |  |  | 1 | [5 empty] | 1
FRT_Road_BEV | 1 |  |  |  | 1 | [5 empty] | 1
FRT_Road_H2 | 1 |  |  |  | 1 | [5 empty] | 1
FRT_Road_ICE | 1 |  |  |  | 1 | [11 empty] | 1
FRT_Road_ICE | 2 |  |  |  | 1 | [5 empty] | 1
FRT_Road_ICE | 3 |  |  |  | 1 | [5 empty] | 1
FRT_Road_LNG | 1 |  |  |  | 1 | [5 empty] | 1 | [5 empty] | 1
FRT_Road_OH | 1 |  |  |  | 1 | [5 empty] | 1
FRT_Road_PHEV | 1 |  |  |  | 1 | [11 empty] | 1
FRT_Road_PHEV | 2 |  |  |  | 1 | [5 empty] | 1
FRT_Road_PHEV | 3 |  |  |  | 1 | [5 empty] | 1
PSNG_Ship_Bio | 1 | [5 empty] | 1 | [5 empty] | 1
PSNG_Ship_Conv | 1 | [5 empty] | 1 | [11 empty] | 1
PSNG_Ship_Conv | 2 | [5 empty] | 1 | [5 empty] | 1
PSNG_Ship_LNG | 1 | [5 empty] | 1 | [11 empty] | 1
Infeasability_Mob_freight | 1 |  |  |  | 1 | 1 | 1 |  |  |  | 1 | 1 | 1 |  |  |  | 1 | 1 | 1
Infeasability_Mob_pass | 1 | 1 | 1 | 1 |  |  |  | 1 | 1 | 1 |  |  |  | 1 | 1 | 1
PSNG_Air_Bio | 1 |  |  | 1 | [5 empty] | 1
PSNG_Air_Conv | 1 |  |  | 1 | [10 empty] | 0 | 1
PSNG_Air_Conv | 2 |  |  | 1 | [10 empty] | 0 | 1
PSNG_Air_H2 | 1 |  |  | 1 | [5 empty] | 1
PSNG_Rail_Conv | 1 |  | 1 | [11 empty] | 1
PSNG_Rail_Conv | 2 |  | 1 | [5 empty] | 1
PSNG_Rail_Conv | 3 |  | 1 | [5 empty] | 1
PSNG_Rail_Electric | 1 |  | 1 | [5 empty] | 1
PSNG_Road_BEV | 1 | 1 | [5 empty] | 1
PSNG_Road_H2 | 1 | 1 | [5 empty] | 1
PSNG_Road_ICE | 1 | 1 | [11 empty] | 1
PSNG_Road_ICE | 2 | 1 | [5 empty] | 1
PSNG_Road_ICE | 3 | 1 | [5 empty] | 1
PSNG_Road_LNG | 1 | 1 | [5 empty] | 1 | [5 empty] | 1
PSNG_Road_PHEV | 1 | 1 | [11 empty] | 1
PSNG_Road_PHEV | 2 | 1 | [5 empty] | 1
PSNG_Road_PHEV | 3 | 1 | [5 empty] | 1
PSNG_Ship_EL | 1 | [5 empty] | 1 | [5 empty] | 1
PSNG_Ship_H2 | 1 | [5 empty] | 1 | [5 empty] | 1

## Par_ModalSplitByFuel
ModalSplitByFuelAndModalType(r in REGION, f in FUEL, y in YEAR, md in MODALTYPE)
Describes the distribution of technologies within a specific modal type.
Unit: Fraction
Region | Fuel | Year | MT_PSNG_ROAD | MT_PSNG_RAIL | MT_PSNG_AIR | MT_PSNG_SHIP | MT_PSNG_ROAD_CONV | MT_PSNG_RAIL_CONV | MT_PSNG_AIR_CONV | MT_PSNG_SHIP_CONV | MT_PSNG_ROAD_RE
BasseTerreNorth | Mobility_Passenger | 2018 | 0.58 | 0 | 0 | 0.41 | 0.58 | 0 | 0 | 0.41
BasseTerreNorth | Mobility_Passenger | 2021 | 0.5742 | 0 | 0 | 0.4059 | 0.5742 | 0 | 0 | 0.4059 | 0.005742
BasseTerreNorth | Mobility_Passenger | 2025 | 0.56846 | 0 | 0 | 0.40184 | 0.56272 | 0 | 0 | 0.39778 | 0.017054
BasseTerreNorth | Mobility_Passenger | 2030 | 0.55709 | 0 | 0 | 0.3938 | 0.50644 | 0 | 0 | 0.358 | 0.083563
BasseTerreNorth | Mobility_Passenger | 2035 | 0.54595 | 0 | 0 | 0.38593 | 0.25322 | 0 | 0 | 0.2506 | 0.16378
BasseTerreNorth | Mobility_Passenger | 2040 | 0.53503 | 0 | 0 | 0.37821 | 0 | 0 | 0 | 0 | 0
BasseTerreNorth | Mobility_Passenger | 2045 | 0.51898 | 0 | 0 | 0.36686 | 0 | 0 | 0 | 0 | 0
BasseTerreNorth | Mobility_Passenger | 2050 | 0.50341 | 0 | 0 | 0.35586 | 0 | 0 | 0 | 0 | 0
CapExcellence | Mobility_Passenger | 2018 | 0.28 | 0 | 0.52 | 0.19 | 0.28 | 0 | 0.52 | 0.19
CapExcellence | Mobility_Passenger | 2021 | 0.2772 | 0 | 0.5148 | 0.1881 | 0.2772 | 0 | 0.5148 | 0.1881 | 0.002772
CapExcellence | Mobility_Passenger | 2025 | 0.27443 | 0 | 0.5045 | 0.18622 | 0.27166 | 0 | 0.5045 | 0.18434 | 0.0082328
CapExcellence | Mobility_Passenger | 2030 | 0.26894 | 0 | 0.48937 | 0.18249 | 0.24449 | 0 | 0.45405 | 0.1659 | 0.040341
CapExcellence | Mobility_Passenger | 2035 | 0.26356 | 0 | 0.47469 | 0.17884 | 0.12225 | 0 | 0.22703 | 0.11613 | 0.079068
CapExcellence | Mobility_Passenger | 2040 | 0.25829 | 0 | 0.46045 | 0.17527 | 0 | 0 | 0 | 0 | 0
CapExcellence | Mobility_Passenger | 2045 | 0.25054 | 0 | 0.44663 | 0.17001 | 0 | 0 | 0 | 0 | 0
CapExcellence | Mobility_Passenger | 2050 | 0.24302 | 0 | 0.43323 | 0.16491 | 0 | 0 | 0 | 0 | 0
GrandeTerreNorth | Mobility_Passenger | 2018 | 0.58 | 0 | 0 | 0.41 | 0.58 | 0 | 0 | 0.41
GrandeTerreNorth | Mobility_Passenger | 2021 | 0.5742 | 0 | 0 | 0.4059 | 0.5742 | 0 | 0 | 0.4059 | 0.005742
GrandeTerreNorth | Mobility_Passenger | 2025 | 0.56846 | 0 | 0 | 0.40184 | 0.56272 | 0 | 0 | 0.39778 | 0.017054
GrandeTerreNorth | Mobility_Passenger | 2030 | 0.55709 | 0 | 0 | 0.3938 | 0.50644 | 0 | 0 | 0.358 | 0.083563
GrandeTerreNorth | Mobility_Passenger | 2035 | 0.54595 | 0 | 0 | 0.38593 | 0.25322 | 0 | 0 | 0.2506 | 0.16378
GrandeTerreNorth | Mobility_Passenger | 2040 | 0.53503 | 0 | 0 | 0.37821 | 0 | 0 | 0 | 0 | 0
GrandeTerreNorth | Mobility_Passenger | 2045 | 0.51898 | 0 | 0 | 0.36686 | 0 | 0 | 0 | 0 | 0
GrandeTerreNorth | Mobility_Passenger | 2050 | 0.50341 | 0 | 0 | 0.35586 | 0 | 0 | 0 | 0 | 0
GrandSud | Mobility_Passenger | 2018 | 0.58 | 0 | 0 | 0.41 | 0.58 | 0 | 0 | 0.41
GrandSud | Mobility_Passenger | 2021 | 0.5742 | 0 | 0 | 0.4059 | 0.5742 | 0 | 0 | 0.4059 | 0.005742
GrandSud | Mobility_Passenger | 2025 | 0.56846 | 0 | 0 | 0.40184 | 0.56272 | 0 | 0 | 0.39778 | 0.017054
GrandSud | Mobility_Passenger | 2030 | 0.55709 | 0 | 0 | 0.3938 | 0.50644 | 0 | 0 | 0.358 | 0.083563
GrandSud | Mobility_Passenger | 2035 | 0.54595 | 0 | 0 | 0.38593 | 0.25322 | 0 | 0 | 0.2506 | 0.16378
GrandSud | Mobility_Passenger | 2040 | 0.53503 | 0 | 0 | 0.37821 | 0 | 0 | 0 | 0 | 0
GrandSud | Mobility_Passenger | 2045 | 0.51898 | 0 | 0 | 0.36686 | 0 | 0 | 0 | 0 | 0
GrandSud | Mobility_Passenger | 2050 | 0.50341 | 0 | 0 | 0.35586 | 0 | 0 | 0 | 0 | 0
LaDesirade | Mobility_Passenger | 2018 | 0.58 | 0 | 0 | 0.41 | 0.58 | 0 | 0 | 0.41
LaDesirade | Mobility_Passenger | 2021 | 0.5742 | 0 | 0 | 0.4059 | 0.5742 | 0 | 0 | 0.4059 | 0.005742
LaDesirade | Mobility_Passenger | 2025 | 0.56846 | 0 | 0 | 0.40184 | 0.56272 | 0 | 0 | 0.39778 | 0.017054
LaDesirade | Mobility_Passenger | 2030 | 0.55709 | 0 | 0 | 0.3938 | 0.50644 | 0 | 0 | 0.358 | 0.083563
LaDesirade | Mobility_Passenger | 2035 | 0.54595 | 0 | 0 | 0.38593 | 0.25322 | 0 | 0 | 0.2506 | 0.16378
LaDesirade | Mobility_Passenger | 2040 | 0.53503 | 0 | 0 | 0.37821 | 0 | 0 | 0 | 0 | 0
LaDesirade | Mobility_Passenger | 2045 | 0.51898 | 0 | 0 | 0.36686 | 0 | 0 | 0 | 0 | 0
LaDesirade | Mobility_Passenger | 2050 | 0.50341 | 0 | 0 | 0.35586 | 0 | 0 | 0 | 0 | 0
MarieGalante | Mobility_Passenger | 2018 | 0.58 | 0 | 0 | 0.41 | 0.58 | 0 | 0 | 0.41
MarieGalante | Mobility_Passenger | 2021 | 0.5742 | 0 | 0 | 0.4059 | 0.5742 | 0 | 0 | 0.4059 | 0.005742
MarieGalante | Mobility_Passenger | 2025 | 0.56846 | 0 | 0 | 0.40184 | 0.56272 | 0 | 0 | 0.39778 | 0.017054
MarieGalante | Mobility_Passenger | 2030 | 0.55709 | 0 | 0 | 0.3938 | 0.50644 | 0 | 0 | 0.358 | 0.083563
MarieGalante | Mobility_Passenger | 2035 | 0.54595 | 0 | 0 | 0.38593 | 0.25322 | 0 | 0 | 0.2506 | 0.16378
MarieGalante | Mobility_Passenger | 2040 | 0.53503 | 0 | 0 | 0.37821 | 0 | 0 | 0 | 0 | 0
MarieGalante | Mobility_Passenger | 2045 | 0.51898 | 0 | 0 | 0.36686 | 0 | 0 | 0 | 0 | 0
MarieGalante | Mobility_Passenger | 2050 | 0.50341 | 0 | 0 | 0.35586 | 0 | 0 | 0 | 0 | 0
MinorIslands | Mobility_Passenger | 2018 | 0.58 | 0 | 0 | 0.41 | 0.58 | 0 | 0 | 0.41
MinorIslands | Mobility_Passenger | 2021 | 0.5742 | 0 | 0 | 0.4059 | 0.5742 | 0 | 0 | 0.4059 | 0.005742
MinorIslands | Mobility_Passenger | 2025 | 0.56846 | 0 | 0 | 0.40184 | 0.56272 | 0 | 0 | 0.39778 | 0.017054
MinorIslands | Mobility_Passenger | 2030 | 0.55709 | 0 | 0 | 0.3938 | 0.50644 | 0 | 0 | 0.358 | 0.083563
MinorIslands | Mobility_Passenger | 2035 | 0.54595 | 0 | 0 | 0.38593 | 0.25322 | 0 | 0 | 0.2506 | 0.16378
MinorIslands | Mobility_Passenger | 2040 | 0.53503 | 0 | 0 | 0.37821 | 0 | 0 | 0 | 0 | 0
MinorIslands | Mobility_Passenger | 2045 | 0.51898 | 0 | 0 | 0.36686 | 0 | 0 | 0 | 0 | 0
MinorIslands | Mobility_Passenger | 2050 | 0.50341 | 0 | 0 | 0.35586 | 0 | 0 | 0 | 0 | 0
RivieraDuLevant | Mobility_Passenger | 2018 | 0.58 | 0 | 0 | 0.41 | 0.58 | 0 | 0 | 0.41
RivieraDuLevant | Mobility_Passenger | 2021 | 0.5742 | 0 | 0 | 0.4059 | 0.5742 | 0 | 0 | 0.4059 | 0.005742
RivieraDuLevant | Mobility_Passenger | 2025 | 0.56846 | 0 | 0 | 0.40184 | 0.56272 | 0 | 0 | 0.39778 | 0.017054
RivieraDuLevant | Mobility_Passenger | 2030 | 0.55709 | 0 | 0 | 0.3938 | 0.50644 | 0 | 0 | 0.358 | 0.083563
RivieraDuLevant | Mobility_Passenger | 2035 | 0.54595 | 0 | 0 | 0.38593 | 0.25322 | 0 | 0 | 0.2506 | 0.16378
RivieraDuLevant | Mobility_Passenger | 2040 | 0.53503 | 0 | 0 | 0.37821 | 0 | 0 | 0 | 0 | 0
RivieraDuLevant | Mobility_Passenger | 2045 | 0.51898 | 0 | 0 | 0.36686 | 0 | 0 | 0 | 0 | 0
RivieraDuLevant | Mobility_Passenger | 2050 | 0.50341 | 0 | 0 | 0.35586 | 0 | 0 | 0 | 0 | 0

## Par_RegionalCCSLimit
RegionalCCSLimit{r in REGION}
Describes how much carbon can be stored per region.
Unit: Megatonnes
Region | Value
MarieGalante | 0
LaDesirade | 0
MinorIslands | 0
BasseTerreNorth | 0
GrandSud | 0
CapExcellence | 0
GrandeTerreNorth | 0
RivieraDuLevant | 0

## Par_RegionalBaseYearProduction
RegionalBaseYearProduction{r in REGION, t in TECHNOLOGY, f in FUEL}
Describes how much of a fuel has to be produced by specific technologies in the base year per region.
Unit: PJ
Region | Technology | Fuel | 2018
SE | P_Gas_CCGT | Power | 0.1
PL | P_Gas_CCGT | Power | 18.42
PL | P_Gas_OCGT | Power | 2.96
BG | P_Gas_CCGT | Power | 2.192
|  |  |  | BG | P_Gas_CCGT | 0.102
|  |  |  | LV | P_Gas_CCGT | 1.024
|  |  |  | PL | P_Gas_CCGT | 0.7413
|  |  |  | SE | P_Gas_CCGT | 1.488
|  |  |  | TR | P_Gas_CCGT | 23.5459

## Par_BaseYearProduction
BaseYearProduction{t in TECHNOLOGY, f in FUEL}
Describes how much of a fuel has to be produced by specific technologies in the base year across all regions.
Unit: PJ
Technology | Fuel | Value
P_oil | Power | 102.8345

## Par_TechnologyToStorage
TechnologyToStorage{y in YEAR, m in MODE_OF_OPERATION, t in TECHNOLOGY, s in STORAGE}
Connects Storaged to their respective dummy technologies and describes the efficiency of storage charging
Unit: Fraction
Year | Mode of operation | Technology | S_PHS | S_Gas_H2 | S_Gas_Methane | S_Battery_Li-Ion | S_Battery_Redox | S_Heat_HLI | S_Heat_HLR | S_CAES
2018 | 1 | D_Battery_Li-Ion |  |  |  | 0.925
2021 | 1 | D_Battery_Li-Ion |  |  |  | 0.925
2025 | 1 | D_Battery_Li-Ion |  |  |  | 0.925
2030 | 1 | D_Battery_Li-Ion |  |  |  | 0.925
2035 | 1 | D_Battery_Li-Ion |  |  |  | 0.925
2040 | 1 | D_Battery_Li-Ion |  |  |  | 0.925
2045 | 1 | D_Battery_Li-Ion |  |  |  | 0.925
2050 | 1 | D_Battery_Li-Ion |  |  |  | 0.925
2018 | 1 | D_Battery_Redox |  |  |  |  | 0.866
2021 | 1 | D_Battery_Redox |  |  |  |  | 0.866
2025 | 1 | D_Battery_Redox |  |  |  |  | 0.894
2030 | 1 | D_Battery_Redox |  |  |  |  | 0.894
2035 | 1 | D_Battery_Redox |  |  |  |  | 0.894
2040 | 1 | D_Battery_Redox |  |  |  |  | 0.894
2045 | 1 | D_Battery_Redox |  |  |  |  | 0.922
2050 | 1 | D_Battery_Redox |  |  |  |  | 0.922
2018 | 1 | D_Gas_H2 |  | 0.99
2021 | 1 | D_Gas_H2 |  | 0.99
2025 | 1 | D_Gas_H2 |  | 0.99
2030 | 1 | D_Gas_H2 |  | 0.99
2035 | 1 | D_Gas_H2 |  | 0.99
2040 | 1 | D_Gas_H2 |  | 0.99
2045 | 1 | D_Gas_H2 |  | 0.99
2050 | 1 | D_Gas_H2 |  | 0.99
2018 | 1 | D_Gas_Methane |  |  | 0.99
2021 | 1 | D_Gas_Methane |  |  | 0.99
2025 | 1 | D_Gas_Methane |  |  | 0.99
2030 | 1 | D_Gas_Methane |  |  | 0.99
2035 | 1 | D_Gas_Methane |  |  | 0.99
2040 | 1 | D_Gas_Methane |  |  | 0.99
2045 | 1 | D_Gas_Methane |  |  | 0.99
2050 | 1 | D_Gas_Methane |  |  | 0.99
2018 | 1 | D_Heat_HLI | [5 empty] | 1
2021 | 1 | D_Heat_HLI | [5 empty] | 1
2025 | 1 | D_Heat_HLI | [5 empty] | 1
2030 | 1 | D_Heat_HLI | [5 empty] | 1
2035 | 1 | D_Heat_HLI | [5 empty] | 1
2040 | 1 | D_Heat_HLI | [5 empty] | 1
2045 | 1 | D_Heat_HLI | [5 empty] | 1
2050 | 1 | D_Heat_HLI | [5 empty] | 1
2018 | 1 | D_Heat_HLR | [6 empty] | 1
2021 | 1 | D_Heat_HLR | [6 empty] | 1
2025 | 1 | D_Heat_HLR | [6 empty] | 1
2030 | 1 | D_Heat_HLR | [6 empty] | 1
2035 | 1 | D_Heat_HLR | [6 empty] | 1
2040 | 1 | D_Heat_HLR | [6 empty] | 1
2045 | 1 | D_Heat_HLR | [6 empty] | 1
2050 | 1 | D_Heat_HLR | [6 empty] | 1
2018 | 1 | D_PHS | 0.89
2021 | 1 | D_PHS | 0.89
2025 | 1 | D_PHS | 0.89
2030 | 1 | D_PHS | 0.89
2035 | 1 | D_PHS | 0.89
2040 | 1 | D_PHS | 0.89
2045 | 1 | D_PHS | 0.89
2050 | 1 | D_PHS | 0.89
2018 | 1 | D_PHS_Residual | 0.89
2021 | 1 | D_PHS_Residual | 0.89
2025 | 1 | D_PHS_Residual | 0.89
2030 | 1 | D_PHS_Residual | 0.89
2035 | 1 | D_PHS_Residual | 0.89
2040 | 1 | D_PHS_Residual | 0.89
2045 | 1 | D_PHS_Residual | 0.89
2050 | 1 | D_PHS_Residual | 0.89
2018 | 1 | D_CAES | [7 empty] | 0.735
2021 | 1 | D_CAES | [7 empty] | 0.735
2025 | 1 | D_CAES | [7 empty] | 0.837
2030 | 1 | D_CAES | [7 empty] | 0.837
2035 | 1 | D_CAES | [7 empty] | 0.837
2040 | 1 | D_CAES | [7 empty] | 0.837
2045 | 1 | D_CAES | [7 empty] | 0.837
2050 | 1 | D_CAES | [7 empty] | 0.837

## Par_TechnologyFromStorage
TechnologyFromStorage{r in REGION, m in MODE_OF_OPERATION, t in TECHNOLOGY, s in STORAGE}
Connects Storaged to their respective dummy technologies and describes the efficiency of storage discharging
Unit: Fraction
Year | Mode of operation | Technology | S_PHS | S_Gas_H2 | S_Gas_Methane | S_Battery_Li-Ion | S_Battery_Redox | S_Heat_HLI | S_Heat_HLR | S_CAES
2018 | 2 | D_Battery_Li-Ion |  |  |  | 0.925
2021 | 2 | D_Battery_Li-Ion |  |  |  | 0.925
2025 | 2 | D_Battery_Li-Ion |  |  |  | 0.925
2030 | 2 | D_Battery_Li-Ion |  |  |  | 0.925
2035 | 2 | D_Battery_Li-Ion |  |  |  | 0.925
2040 | 2 | D_Battery_Li-Ion |  |  |  | 0.925
2045 | 2 | D_Battery_Li-Ion |  |  |  | 0.925
2050 | 2 | D_Battery_Li-Ion |  |  |  | 0.925
2018 | 2 | D_Battery_Redox |  |  |  |  | 0.866
2021 | 2 | D_Battery_Redox |  |  |  |  | 0.866
2025 | 2 | D_Battery_Redox |  |  |  |  | 0.894
2030 | 2 | D_Battery_Redox |  |  |  |  | 0.894
2035 | 2 | D_Battery_Redox |  |  |  |  | 0.894
2040 | 2 | D_Battery_Redox |  |  |  |  | 0.894
2045 | 2 | D_Battery_Redox |  |  |  |  | 0.922
2050 | 2 | D_Battery_Redox |  |  |  |  | 0.922
2018 | 2 | D_Gas_H2 |  | 0.99
2021 | 2 | D_Gas_H2 |  | 0.99
2025 | 2 | D_Gas_H2 |  | 0.99
2030 | 2 | D_Gas_H2 |  | 0.99
2035 | 2 | D_Gas_H2 |  | 0.99
2040 | 2 | D_Gas_H2 |  | 0.99
2045 | 2 | D_Gas_H2 |  | 0.99
2050 | 2 | D_Gas_H2 |  | 0.99
2018 | 2 | D_Gas_Methane |  |  | 0.99
2021 | 2 | D_Gas_Methane |  |  | 0.99
2025 | 2 | D_Gas_Methane |  |  | 0.99
2030 | 2 | D_Gas_Methane |  |  | 0.99
2035 | 2 | D_Gas_Methane |  |  | 0.99
2040 | 2 | D_Gas_Methane |  |  | 0.99
2045 | 2 | D_Gas_Methane |  |  | 0.99
2050 | 2 | D_Gas_Methane |  |  | 0.99
2018 | 2 | D_Heat_HLI | [5 empty] | 1
2021 | 2 | D_Heat_HLI | [5 empty] | 1
2025 | 2 | D_Heat_HLI | [5 empty] | 1
2030 | 2 | D_Heat_HLI | [5 empty] | 1
2035 | 2 | D_Heat_HLI | [5 empty] | 1
2040 | 2 | D_Heat_HLI | [5 empty] | 1
2045 | 2 | D_Heat_HLI | [5 empty] | 1
2050 | 2 | D_Heat_HLI | [5 empty] | 1
2018 | 2 | D_Heat_HLR | [6 empty] | 1
2021 | 2 | D_Heat_HLR | [6 empty] | 1
2025 | 2 | D_Heat_HLR | [6 empty] | 1
2030 | 2 | D_Heat_HLR | [6 empty] | 1
2035 | 2 | D_Heat_HLR | [6 empty] | 1
2040 | 2 | D_Heat_HLR | [6 empty] | 1
2045 | 2 | D_Heat_HLR | [6 empty] | 1
2050 | 2 | D_Heat_HLR | [6 empty] | 1
2018 | 2 | D_PHS | 0.89
2021 | 2 | D_PHS | 0.89
2025 | 2 | D_PHS | 0.89
2030 | 2 | D_PHS | 0.89
2035 | 2 | D_PHS | 0.89
2040 | 2 | D_PHS | 0.89
2045 | 2 | D_PHS | 0.89
2050 | 2 | D_PHS | 0.89
2018 | 2 | D_PHS_Residual | 0.89
2021 | 2 | D_PHS_Residual | 0.89
2025 | 2 | D_PHS_Residual | 0.89
2030 | 2 | D_PHS_Residual | 0.89
2035 | 2 | D_PHS_Residual | 0.89
2040 | 2 | D_PHS_Residual | 0.89
2045 | 2 | D_PHS_Residual | 0.89
2050 | 2 | D_PHS_Residual | 0.89
2018 | 2 | D_CAES | [7 empty] | 0.735
2021 | 2 | D_CAES | [7 empty] | 0.735
2025 | 2 | D_CAES | [7 empty] | 0.837
2030 | 2 | D_CAES | [7 empty] | 0.837
2035 | 2 | D_CAES | [7 empty] | 0.837
2040 | 2 | D_CAES | [7 empty] | 0.837
2045 | 2 | D_CAES | [7 empty] | 0.837
2050 | 2 | D_CAES | [7 empty] | 0.837

## Par_StorageLevelStart
StorageLevelStart{r in REGION, s in STORAGE}
Defines the level of storage at the beginning of a year
Unit: PJ

## Par_StorageMaxChargeRate
StorageMaxChargeRate{r in REGION, s in STORAGE}
Describes the capacity the storage can take
Unit: GW
Region | S_PHS | S_Gas_H2 | S_Gas_Methane | S_Battery_Li-Ion | S_Battery_Redox | S_Heat_HLI | S_CAES | S_Heat_HLR
GrandeTerreNorth | 50 | 1 | 1 | 3 | 42.7 | 1 | 100 | 1

## Par_StorageMaxDischargeRate
StorageMaxDischargeRate{r in REGION, s in STORAGE}
Describes how much capacity the storage can give
Unit: GW
Region | S_PHS | S_Gas_H2 | S_Gas_Methane | S_Battery_Li-Ion | S_Battery_Redox | S_Heat_HLI | S_CAES | S_Heat_HLR
GrandeTerreNorth | 50 | 1 | 1 | 3 | 42.7 | 1 | 100 | 1

## Par_MinStorageCharge
MinStorageCharge{r in REGION, s in STORAGE, y in YEAR}
Lower bound (fraction) of total storage capacity which always has to be charged.
Unit: Fraction
Region | Storage | 2018 | 2021 | 2025 | 2030 | 2035 | 2040 | 2045 | 2050

## Par_OperationalLifeStorage
OperationalLifeStorage{r in REGION, s in STORAGE, y in YEAR}
Operational Life of Storages
Unit: Years
Region | Technology | 2018 | 2021 | 2025 | 2030 | 2035 | 2040 | 2045 | 2050
GrandeTerreNorth | S_PHS | 100 | 100 | 100 | 100 | 100 | 100 | 100 | 100
GrandeTerreNorth | S_Gas_H2 | 100 | 100 | 100 | 100 | 100 | 100 | 100 | 100
GrandeTerreNorth | S_Gas_Methane | 100 | 100 | 100 | 100 | 100 | 100 | 100 | 100
GrandeTerreNorth | S_Battery_Li-Ion | 100 | 100 | 100 | 100 | 100 | 100 | 100 | 100
GrandeTerreNorth | S_Battery_Redox | 100 | 100 | 100 | 100 | 100 | 100 | 100 | 100
GrandeTerreNorth | S_Heat_HLI | 100 | 100 | 100 | 100 | 100 | 100 | 100 | 100
GrandeTerreNorth | S_CAES | 100 | 100 | 100 | 100 | 100 | 100 | 100 | 100
GrandeTerreNorth | S_Heat_HLR | 100 | 100 | 100 | 100 | 100 | 100 | 100 | 100

## Par_CapitalCostStorage
CapitalCostStorage{r in REGION, s in STORAGE, y in YEAR}
Capital Cost of storages per energy content
Unit: M€/PJ
Region | Storage | 2018 | 2021 | 2025 | 2030 | 2035 | 2040 | 2045 | 2050

## Par_ResidualStorageCapacity
ResidualStorageCapacity{r in REGION, s in STORAGE, y in YEAR}
Residual Storage Capacity
Unit: PJ
Region | Storage | 2018 | 2021 | 2025 | 2030 | 2035 | 2040 | 2045 | 2050

## Par_TagDemandFuelToSector
TagDemandFuelToSector{f in FUEL, se in SECTOR}
Assigns final demand fuels to the different sectors.
Unit: Binary
Fuel | Power | Industry | Buildings | Transportation | Resources | Storages | Transformation
Power | 1
Mobility_Freight |  |  |  | 1
Mobility_Passenger |  |  |  | 1
Heat_Low_Residential |  |  | 1
Heat_Low_Industrial |  | 1
Heat_Medium_Industrial |  | 1
Heat_High_Industrial |  | 1

## Par_TagElectricTechnology
TagElectricTechnology(TECHNOLOGY) indicates if a technology is considered to be "direct electrification"
Technology | Tag [1/0]
FRT_Rail_Electric | 0
FRT_Road_BEV | 1
FRT_Road_OH | 1
FRT_Road_PHEV | 0
HHI_DRI_EAF | 0.4
HHI_DRI_EAF_CCS | 0.4
HHI_Molten_Electrolysis | 1
HHI_Scrap_EAF | 1
HLI_Direct_Electric | 1
HLR_Direct_Electric | 1
HLR_Heatpump_Aerial | 1
HLR_Heatpump_Ground | 1
HMI_Steam_Electric | 1
PSNG_Rail_Electric | 0
PSNG_Road_BEV | 1
PSNG_Road_PHEV | 0

## Par_RampingUpFactor
RampingUpFactor{t in TECHNOLOGY, y in YEAR}
Ramping up factor
Unit:
Technology | Year | Value
CHP_Biomass_Solid | 2018 | 0.04
CHP_Biomass_Solid | 2025 | 0.04
CHP_Biomass_Solid | 2030 | 0.04
CHP_Biomass_Solid | 2035 | 0.04
CHP_Biomass_Solid | 2040 | 0.04
CHP_Biomass_Solid | 2045 | 0.04
CHP_Biomass_Solid | 2050 | 0.04
CHP_Biomass_Solid_CCS | 2018 | 0.04
CHP_Biomass_Solid_CCS | 2025 | 0.04
CHP_Biomass_Solid_CCS | 2030 | 0.04
CHP_Biomass_Solid_CCS | 2035 | 0.04
CHP_Biomass_Solid_CCS | 2040 | 0.04
CHP_Biomass_Solid_CCS | 2045 | 0.04
CHP_Biomass_Solid_CCS | 2050 | 0.04
CHP_Coal_Hardcoal | 2018 | 0.02
CHP_Coal_Hardcoal | 2025 | 0.02
CHP_Coal_Hardcoal | 2030 | 0.02
CHP_Coal_Hardcoal | 2035 | 0.02
CHP_Coal_Hardcoal | 2040 | 0.02
CHP_Coal_Hardcoal | 2045 | 0.02
CHP_Coal_Hardcoal | 2050 | 0.02
CHP_Coal_Hardcoal_CCS | 2018 | 0.02
CHP_Coal_Hardcoal_CCS | 2025 | 0.02
CHP_Coal_Hardcoal_CCS | 2030 | 0.02
CHP_Coal_Hardcoal_CCS | 2035 | 0.02
CHP_Coal_Hardcoal_CCS | 2040 | 0.02
CHP_Coal_Hardcoal_CCS | 2045 | 0.02
CHP_Coal_Hardcoal_CCS | 2050 | 0.02
CHP_Coal_Lignite | 2018 | 0.02
CHP_Coal_Lignite | 2025 | 0.02
CHP_Coal_Lignite | 2030 | 0.02
CHP_Coal_Lignite | 2035 | 0.02
CHP_Coal_Lignite | 2040 | 0.02
CHP_Coal_Lignite | 2045 | 0.02
CHP_Coal_Lignite | 2050 | 0.02
CHP_Coal_Lignite_CCS | 2018 | 0.02
CHP_Coal_Lignite_CCS | 2025 | 0.02
CHP_Coal_Lignite_CCS | 2030 | 0.02
CHP_Coal_Lignite_CCS | 2035 | 0.02
CHP_Coal_Lignite_CCS | 2040 | 0.02
CHP_Coal_Lignite_CCS | 2045 | 0.02
CHP_Coal_Lignite_CCS | 2050 | 0.02
CHP_Gas_CCGT_Biogas | 2018 | 0.2
CHP_Gas_CCGT_Biogas | 2025 | 0.2
CHP_Gas_CCGT_Biogas | 2030 | 0.2
CHP_Gas_CCGT_Biogas | 2035 | 0.2
CHP_Gas_CCGT_Biogas | 2040 | 0.2
CHP_Gas_CCGT_Biogas | 2045 | 0.2
CHP_Gas_CCGT_Biogas | 2050 | 0.2
CHP_Gas_CCGT_Biogas_CCS | 2018 | 0.2
CHP_Gas_CCGT_Biogas_CCS | 2025 | 0.2
CHP_Gas_CCGT_Biogas_CCS | 2030 | 0.2
CHP_Gas_CCGT_Biogas_CCS | 2035 | 0.2
CHP_Gas_CCGT_Biogas_CCS | 2040 | 0.2
CHP_Gas_CCGT_Biogas_CCS | 2045 | 0.2
CHP_Gas_CCGT_Biogas_CCS | 2050 | 0.2
CHP_Gas_CCGT_Natural | 2018 | 0.2
CHP_Gas_CCGT_Natural | 2025 | 0.2
CHP_Gas_CCGT_Natural | 2030 | 0.2
CHP_Gas_CCGT_Natural | 2035 | 0.2
CHP_Gas_CCGT_Natural | 2040 | 0.2
CHP_Gas_CCGT_Natural | 2045 | 0.2
CHP_Gas_CCGT_Natural | 2050 | 0.2
CHP_Gas_CCGT_Natural_CCS | 2018 | 0.2
CHP_Gas_CCGT_Natural_CCS | 2025 | 0.2
CHP_Gas_CCGT_Natural_CCS | 2030 | 0.2
CHP_Gas_CCGT_Natural_CCS | 2035 | 0.2
CHP_Gas_CCGT_Natural_CCS | 2040 | 0.2
CHP_Gas_CCGT_Natural_CCS | 2045 | 0.2
CHP_Gas_CCGT_Natural_CCS | 2050 | 0.2
CHP_Gas_CCGT_SynGas | 2018 | 0.2
CHP_Gas_CCGT_SynGas | 2025 | 0.2
CHP_Gas_CCGT_SynGas | 2030 | 0.2
CHP_Gas_CCGT_SynGas | 2035 | 0.2
CHP_Gas_CCGT_SynGas | 2040 | 0.2
CHP_Gas_CCGT_SynGas | 2045 | 0.2
CHP_Gas_CCGT_SynGas | 2050 | 0.2
CHP_Oil | 2018 | 0.04
CHP_Oil | 2025 | 0.04
CHP_Oil | 2030 | 0.04
CHP_Oil | 2035 | 0.04
CHP_Oil | 2040 | 0.04
CHP_Oil | 2045 | 0.04
CHP_Oil | 2050 | 0.04
HHI_BF_BOF | 2018 | 0.1
HHI_BF_BOF | 2025 | 0.1
HHI_BF_BOF | 2030 | 0.1
HHI_BF_BOF | 2035 | 0.1
HHI_BF_BOF | 2040 | 0.1
HHI_BF_BOF | 2045 | 0.1
HHI_BF_BOF | 2050 | 0.1
HHI_BF_BOF_CCS | 2018 | 0.1
HHI_BF_BOF_CCS | 2025 | 0.1
HHI_BF_BOF_CCS | 2030 | 0.1
HHI_BF_BOF_CCS | 2035 | 0.1
HHI_BF_BOF_CCS | 2040 | 0.1
HHI_BF_BOF_CCS | 2045 | 0.1
HHI_BF_BOF_CCS | 2050 | 0.1
HHI_Bio_BF_BOF | 2018 | 0.1
HHI_Bio_BF_BOF | 2025 | 0.1
HHI_Bio_BF_BOF | 2030 | 0.1
HHI_Bio_BF_BOF | 2035 | 0.1
HHI_Bio_BF_BOF | 2040 | 0.1
HHI_Bio_BF_BOF | 2045 | 0.1
HHI_Bio_BF_BOF | 2050 | 0.1
HHI_DRI_EAF | 2018 | 0.1
HHI_DRI_EAF | 2025 | 0.1
HHI_DRI_EAF | 2030 | 0.1
HHI_DRI_EAF | 2035 | 0.1
HHI_DRI_EAF | 2040 | 0.1
HHI_DRI_EAF | 2045 | 0.1
HHI_DRI_EAF | 2050 | 0.1
HHI_DRI_EAF_CCS | 2018 | 0.1
HHI_DRI_EAF_CCS | 2025 | 0.1
HHI_DRI_EAF_CCS | 2030 | 0.1
HHI_DRI_EAF_CCS | 2035 | 0.1
HHI_DRI_EAF_CCS | 2040 | 0.1
HHI_DRI_EAF_CCS | 2045 | 0.1
HHI_DRI_EAF_CCS | 2050 | 0.1
HHI_H2DRI_EAF | 2018 | 0.1
HHI_H2DRI_EAF | 2025 | 0.1
HHI_H2DRI_EAF | 2030 | 0.1
HHI_H2DRI_EAF | 2035 | 0.1
HHI_H2DRI_EAF | 2040 | 0.1
HHI_H2DRI_EAF | 2045 | 0.1
HHI_H2DRI_EAF | 2050 | 0.1
HHI_Molten_Electrolysis | 2018 | 0.1
HHI_Molten_Electrolysis | 2025 | 0.1
HHI_Molten_Electrolysis | 2030 | 0.1
HHI_Molten_Electrolysis | 2035 | 0.1
HHI_Molten_Electrolysis | 2040 | 0.1
HHI_Molten_Electrolysis | 2045 | 0.1
HHI_Molten_Electrolysis | 2050 | 0.1
HHI_Scrap_EAF | 2018 | 0.1
HHI_Scrap_EAF | 2025 | 0.1
HHI_Scrap_EAF | 2030 | 0.1
HHI_Scrap_EAF | 2035 | 0.1
HHI_Scrap_EAF | 2040 | 0.1
HHI_Scrap_EAF | 2045 | 0.1
HHI_Scrap_EAF | 2050 | 0.1
HLI_Oil_Boiler | 2018 | 0.1
HLI_Oil_Boiler | 2025 | 0.1
HLI_Oil_Boiler | 2030 | 0.1
HLI_Oil_Boiler | 2035 | 0.1
HLI_Oil_Boiler | 2040 | 0.1
HLI_Oil_Boiler | 2045 | 0.1
HLI_Oil_Boiler | 2050 | 0.1
HLR_Oil_Boiler | 2018 | 0.1
HLR_Oil_Boiler | 2025 | 0.1
HLR_Oil_Boiler | 2030 | 0.1
HLR_Oil_Boiler | 2035 | 0.1
HLR_Oil_Boiler | 2040 | 0.1
HLR_Oil_Boiler | 2045 | 0.1
HLR_Oil_Boiler | 2050 | 0.1
P_Biomass | 2018 | 0.04
P_Biomass | 2025 | 0.04
P_Biomass | 2030 | 0.04
P_Biomass | 2035 | 0.04
P_Biomass | 2040 | 0.04
P_Biomass | 2045 | 0.04
P_Biomass | 2050 | 0.04
P_Biomass_CCS | 2018 | 0.04
P_Biomass_CCS | 2025 | 0.04
P_Biomass_CCS | 2030 | 0.04
P_Biomass_CCS | 2035 | 0.04
P_Biomass_CCS | 2040 | 0.04
P_Biomass_CCS | 2045 | 0.04
P_Biomass_CCS | 2050 | 0.04
P_Coal_Hardcoal | 2018 | 0.02
P_Coal_Hardcoal | 2025 | 0.02
P_Coal_Hardcoal | 2030 | 0.02
P_Coal_Hardcoal | 2035 | 0.02
P_Coal_Hardcoal | 2040 | 0.02
P_Coal_Hardcoal | 2045 | 0.02
P_Coal_Hardcoal | 2050 | 0.02
P_Coal_Hardcoal_CCS | 2018 | 0.02
P_Coal_Hardcoal_CCS | 2025 | 0.02
P_Coal_Hardcoal_CCS | 2030 | 0.02
P_Coal_Hardcoal_CCS | 2035 | 0.02
P_Coal_Hardcoal_CCS | 2040 | 0.02
P_Coal_Hardcoal_CCS | 2045 | 0.02
P_Coal_Hardcoal_CCS | 2050 | 0.02
P_Coal_Lignite | 2018 | 0.02
P_Coal_Lignite | 2025 | 0.02
P_Coal_Lignite | 2030 | 0.02
P_Coal_Lignite | 2035 | 0.02
P_Coal_Lignite | 2040 | 0.02
P_Coal_Lignite | 2045 | 0.02
P_Coal_Lignite | 2050 | 0.02
P_Coal_Lignite_CCS | 2018 | 0.02
P_Coal_Lignite_CCS | 2025 | 0.02
P_Coal_Lignite_CCS | 2030 | 0.02
P_Coal_Lignite_CCS | 2035 | 0.02
P_Coal_Lignite_CCS | 2040 | 0.02
P_Coal_Lignite_CCS | 2045 | 0.02
P_Coal_Lignite_CCS | 2050 | 0.02
P_Gas_CCGT | 2018 | 0.2
P_Gas_CCGT | 2025 | 0.2
P_Gas_CCGT | 2030 | 0.2
P_Gas_CCGT | 2035 | 0.2
P_Gas_CCGT | 2040 | 0.2
P_Gas_CCGT | 2045 | 0.2
P_Gas_CCGT | 2050 | 0.2
P_Gas_Engines | 2018 | 0.2
P_Gas_Engines | 2025 | 0.2
P_Gas_Engines | 2030 | 0.2
P_Gas_Engines | 2035 | 0.2
P_Gas_Engines | 2040 | 0.2
P_Gas_Engines | 2045 | 0.2
P_Gas_Engines | 2050 | 0.2
P_Gas_OCGT | 2018 | 0.2
P_Gas_OCGT | 2025 | 0.2
P_Gas_OCGT | 2030 | 0.2
P_Gas_OCGT | 2035 | 0.2
P_Gas_OCGT | 2040 | 0.2
P_Gas_OCGT | 2045 | 0.2
P_Gas_OCGT | 2050 | 0.2
P_Gas_CCS | 2018 | 0.2
P_Gas_CCS | 2025 | 0.2
P_Gas_CCS | 2030 | 0.2
P_Gas_CCS | 2035 | 0.2
P_Gas_CCS | 2040 | 0.2
P_Gas_CCS | 2045 | 0.2
P_Gas_CCS | 2050 | 0.2
P_Nuclear | 2018 | 0.01
P_Nuclear | 2025 | 0.01
P_Nuclear | 2030 | 0.01
P_Nuclear | 2035 | 0.01
P_Nuclear | 2040 | 0.01
P_Nuclear | 2045 | 0.01
P_Nuclear | 2050 | 0.01
P_Oil | 2018 | 0.04
P_Oil | 2025 | 0.04
P_Oil | 2030 | 0.04
P_Oil | 2035 | 0.04
P_Oil | 2040 | 0.04
P_Oil | 2045 | 0.04
P_Oil | 2050 | 0.04
RES_Hydro_Large | 2018 | 0.25
RES_Hydro_Large | 2025 | 0.25
RES_Hydro_Large | 2030 | 0.25
RES_Hydro_Large | 2035 | 0.25
RES_Hydro_Large | 2040 | 0.25
RES_Hydro_Large | 2045 | 0.25
RES_Hydro_Large | 2050 | 0.25
HLI_Biomass | 2018 | 0
HLI_Direct_Electric | 2018 | 0
HLI_Gas_Boiler | 2018 | 0
HLI_H2_Boiler | 2018 | 0
HLI_Hardcoal | 2018 | 0
HLI_Lignite | 2018 | 0
HLR_Biomass | 2018 | 0
HLR_Direct_Electric | 2018 | 0
HLR_Gas_Boiler | 2018 | 0
HLR_H2_Boiler | 2018 | 0
HLR_Hardcoal | 2018 | 0
HLR_Lignite | 2018 | 0
HMI_Biomass | 2018 | 0
HMI_Gas | 2018 | 0
HMI_Gas_CCS | 2018 | 0
HMI_HardCoal | 2018 | 0
HMI_HardCoal_CCS | 2018 | 0
HMI_Oil | 2018 | 0
HMI_Steam_Electric | 2018 | 0
HLI_Biomass | 2025 | 0
HLI_Direct_Electric | 2025 | 0
HLI_Gas_Boiler | 2025 | 0
HLI_H2_Boiler | 2025 | 0
HLI_Hardcoal | 2025 | 0
HLI_Lignite | 2025 | 0
HLR_Biomass | 2025 | 0
HLR_Direct_Electric | 2025 | 0
HLR_Gas_Boiler | 2025 | 0
HLR_H2_Boiler | 2025 | 0
HLR_Hardcoal | 2025 | 0
HLR_Lignite | 2025 | 0
HMI_Biomass | 2025 | 0
HMI_Gas | 2025 | 0
HMI_Gas_CCS | 2025 | 0
HMI_HardCoal | 2025 | 0
HMI_HardCoal_CCS | 2025 | 0
HMI_Oil | 2025 | 0
HMI_Steam_Electric | 2025 | 0
HLI_Biomass | 2030 | 0
HLI_Direct_Electric | 2030 | 0
HLI_Gas_Boiler | 2030 | 0
HLI_H2_Boiler | 2030 | 0
HLI_Hardcoal | 2030 | 0
HLI_Lignite | 2030 | 0
HLR_Biomass | 2030 | 0
HLR_Direct_Electric | 2030 | 0
HLR_Gas_Boiler | 2030 | 0
HLR_H2_Boiler | 2030 | 0
HLR_Hardcoal | 2030 | 0
HLR_Lignite | 2030 | 0
HMI_Biomass | 2030 | 0
HMI_Gas | 2030 | 0
HMI_Gas_CCS | 2030 | 0
HMI_HardCoal | 2030 | 0
HMI_HardCoal_CCS | 2030 | 0
HMI_Oil | 2030 | 0
HMI_Steam_Electric | 2030 | 0
HLI_Biomass | 2035 | 0
HLI_Direct_Electric | 2035 | 0
HLI_Gas_Boiler | 2035 | 0
HLI_H2_Boiler | 2035 | 0
HLI_Hardcoal | 2035 | 0
HLI_Lignite | 2035 | 0
HLR_Biomass | 2035 | 0
HLR_Direct_Electric | 2035 | 0
HLR_Gas_Boiler | 2035 | 0
HLR_H2_Boiler | 2035 | 0
HLR_Hardcoal | 2035 | 0
HLR_Lignite | 2035 | 0
HMI_Biomass | 2035 | 0
HMI_Gas | 2035 | 0
HMI_Gas_CCS | 2035 | 0
HMI_HardCoal | 2035 | 0
HMI_HardCoal_CCS | 2035 | 0
HMI_Oil | 2035 | 0
HMI_Steam_Electric | 2035 | 0
HLI_Biomass | 2040 | 0
HLI_Direct_Electric | 2040 | 0
HLI_Gas_Boiler | 2040 | 0
HLI_H2_Boiler | 2040 | 0
HLI_Hardcoal | 2040 | 0
HLI_Lignite | 2040 | 0
HLR_Biomass | 2040 | 0
HLR_Direct_Electric | 2040 | 0
HLR_Gas_Boiler | 2040 | 0
HLR_H2_Boiler | 2040 | 0
HLR_Hardcoal | 2040 | 0
HLR_Lignite | 2040 | 0
HMI_Biomass | 2040 | 0
HMI_Gas | 2040 | 0
HMI_Gas_CCS | 2040 | 0
HMI_HardCoal | 2040 | 0
HMI_HardCoal_CCS | 2040 | 0
HMI_Oil | 2040 | 0
HMI_Steam_Electric | 2040 | 0
HLI_Biomass | 2045 | 0
HLI_Direct_Electric | 2045 | 0
HLI_Gas_Boiler | 2045 | 0
HLI_H2_Boiler | 2045 | 0
HLI_Hardcoal | 2045 | 0
HLI_Lignite | 2045 | 0
HLR_Biomass | 2045 | 0
HLR_Direct_Electric | 2045 | 0
HLR_Gas_Boiler | 2045 | 0
HLR_H2_Boiler | 2045 | 0
HLR_Hardcoal | 2045 | 0
HLR_Lignite | 2045 | 0
HMI_Biomass | 2045 | 0
HMI_Gas | 2045 | 0
HMI_Gas_CCS | 2045 | 0
HMI_HardCoal | 2045 | 0
HMI_HardCoal_CCS | 2045 | 0
HMI_Oil | 2045 | 0
HMI_Steam_Electric | 2045 | 0
HLI_Biomass | 2050 | 0
HLI_Direct_Electric | 2050 | 0
HLI_Gas_Boiler | 2050 | 0
HLI_H2_Boiler | 2050 | 0
HLI_Hardcoal | 2050 | 0
HLI_Lignite | 2050 | 0
HLR_Biomass | 2050 | 0
HLR_Direct_Electric | 2050 | 0
HLR_Gas_Boiler | 2050 | 0
HLR_H2_Boiler | 2050 | 0
HLR_Hardcoal | 2050 | 0
HLR_Lignite | 2050 | 0
HMI_Biomass | 2050 | 0
HMI_Gas | 2050 | 0
HMI_Gas_CCS | 2050 | 0
HMI_HardCoal | 2050 | 0
HMI_HardCoal_CCS | 2050 | 0
HMI_Oil | 2050 | 0
HMI_Steam_Electric | 2050 | 0

## Par_RampingDownFactor
RampingDownFactor{t in TECHNOLOGY, y in YEAR}
Ramping down factor
Unit:
Technology | Year | Value
CHP_Biomass_Solid | 2018 | 0.04
CHP_Biomass_Solid | 2025 | 0.04
CHP_Biomass_Solid | 2030 | 0.04
CHP_Biomass_Solid | 2035 | 0.04
CHP_Biomass_Solid | 2040 | 0.04
CHP_Biomass_Solid | 2045 | 0.04
CHP_Biomass_Solid | 2050 | 0.04
CHP_Biomass_Solid_CCS | 2018 | 0.04
CHP_Biomass_Solid_CCS | 2025 | 0.04
CHP_Biomass_Solid_CCS | 2030 | 0.04
CHP_Biomass_Solid_CCS | 2035 | 0.04
CHP_Biomass_Solid_CCS | 2040 | 0.04
CHP_Biomass_Solid_CCS | 2045 | 0.04
CHP_Biomass_Solid_CCS | 2050 | 0.04
CHP_Coal_Hardcoal | 2018 | 0.02
CHP_Coal_Hardcoal | 2025 | 0.02
CHP_Coal_Hardcoal | 2030 | 0.02
CHP_Coal_Hardcoal | 2035 | 0.02
CHP_Coal_Hardcoal | 2040 | 0.02
CHP_Coal_Hardcoal | 2045 | 0.02
CHP_Coal_Hardcoal | 2050 | 0.02
CHP_Coal_Hardcoal_CCS | 2018 | 0.02
CHP_Coal_Hardcoal_CCS | 2025 | 0.02
CHP_Coal_Hardcoal_CCS | 2030 | 0.02
CHP_Coal_Hardcoal_CCS | 2035 | 0.02
CHP_Coal_Hardcoal_CCS | 2040 | 0.02
CHP_Coal_Hardcoal_CCS | 2045 | 0.02
CHP_Coal_Hardcoal_CCS | 2050 | 0.02
CHP_Coal_Lignite | 2018 | 0.02
CHP_Coal_Lignite | 2025 | 0.02
CHP_Coal_Lignite | 2030 | 0.02
CHP_Coal_Lignite | 2035 | 0.02
CHP_Coal_Lignite | 2040 | 0.02
CHP_Coal_Lignite | 2045 | 0.02
CHP_Coal_Lignite | 2050 | 0.02
CHP_Coal_Lignite_CCS | 2018 | 0.02
CHP_Coal_Lignite_CCS | 2025 | 0.02
CHP_Coal_Lignite_CCS | 2030 | 0.02
CHP_Coal_Lignite_CCS | 2035 | 0.02
CHP_Coal_Lignite_CCS | 2040 | 0.02
CHP_Coal_Lignite_CCS | 2045 | 0.02
CHP_Coal_Lignite_CCS | 2050 | 0.02
CHP_Gas_CCGT_Biogas | 2018 | 0.2
CHP_Gas_CCGT_Biogas | 2025 | 0.2
CHP_Gas_CCGT_Biogas | 2030 | 0.2
CHP_Gas_CCGT_Biogas | 2035 | 0.2
CHP_Gas_CCGT_Biogas | 2040 | 0.2
CHP_Gas_CCGT_Biogas | 2045 | 0.2
CHP_Gas_CCGT_Biogas | 2050 | 0.2
CHP_Gas_CCGT_Biogas_CCS | 2018 | 0.2
CHP_Gas_CCGT_Biogas_CCS | 2025 | 0.2
CHP_Gas_CCGT_Biogas_CCS | 2030 | 0.2
CHP_Gas_CCGT_Biogas_CCS | 2035 | 0.2
CHP_Gas_CCGT_Biogas_CCS | 2040 | 0.2
CHP_Gas_CCGT_Biogas_CCS | 2045 | 0.2
CHP_Gas_CCGT_Biogas_CCS | 2050 | 0.2
CHP_Gas_CCGT_Natural | 2018 | 0.2
CHP_Gas_CCGT_Natural | 2025 | 0.2
CHP_Gas_CCGT_Natural | 2030 | 0.2
CHP_Gas_CCGT_Natural | 2035 | 0.2
CHP_Gas_CCGT_Natural | 2040 | 0.2
CHP_Gas_CCGT_Natural | 2045 | 0.2
CHP_Gas_CCGT_Natural | 2050 | 0.2
CHP_Gas_CCGT_Natural_CCS | 2018 | 0.2
CHP_Gas_CCGT_Natural_CCS | 2025 | 0.2
CHP_Gas_CCGT_Natural_CCS | 2030 | 0.2
CHP_Gas_CCGT_Natural_CCS | 2035 | 0.2
CHP_Gas_CCGT_Natural_CCS | 2040 | 0.2
CHP_Gas_CCGT_Natural_CCS | 2045 | 0.2
CHP_Gas_CCGT_Natural_CCS | 2050 | 0.2
CHP_Gas_CCGT_SynGas | 2018 | 0.2
CHP_Gas_CCGT_SynGas | 2025 | 0.2
CHP_Gas_CCGT_SynGas | 2030 | 0.2
CHP_Gas_CCGT_SynGas | 2035 | 0.2
CHP_Gas_CCGT_SynGas | 2040 | 0.2
CHP_Gas_CCGT_SynGas | 2045 | 0.2
CHP_Gas_CCGT_SynGas | 2050 | 0.2
CHP_Oil | 2018 | 0.04
CHP_Oil | 2025 | 0.04
CHP_Oil | 2030 | 0.04
CHP_Oil | 2035 | 0.04
CHP_Oil | 2040 | 0.04
CHP_Oil | 2045 | 0.04
CHP_Oil | 2050 | 0.04
HHI_BF_BOF | 2018 | 0.1
HHI_BF_BOF | 2025 | 0.1
HHI_BF_BOF | 2030 | 0.1
HHI_BF_BOF | 2035 | 0.1
HHI_BF_BOF | 2040 | 0.1
HHI_BF_BOF | 2045 | 0.1
HHI_BF_BOF | 2050 | 0.1
HHI_BF_BOF_CCS | 2018 | 0.1
HHI_BF_BOF_CCS | 2025 | 0.1
HHI_BF_BOF_CCS | 2030 | 0.1
HHI_BF_BOF_CCS | 2035 | 0.1
HHI_BF_BOF_CCS | 2040 | 0.1
HHI_BF_BOF_CCS | 2045 | 0.1
HHI_BF_BOF_CCS | 2050 | 0.1
HHI_Bio_BF_BOF | 2018 | 0.1
HHI_Bio_BF_BOF | 2025 | 0.1
HHI_Bio_BF_BOF | 2030 | 0.1
HHI_Bio_BF_BOF | 2035 | 0.1
HHI_Bio_BF_BOF | 2040 | 0.1
HHI_Bio_BF_BOF | 2045 | 0.1
HHI_Bio_BF_BOF | 2050 | 0.1
HHI_DRI_EAF | 2018 | 0.1
HHI_DRI_EAF | 2025 | 0.1
HHI_DRI_EAF | 2030 | 0.1
HHI_DRI_EAF | 2035 | 0.1
HHI_DRI_EAF | 2040 | 0.1
HHI_DRI_EAF | 2045 | 0.1
HHI_DRI_EAF | 2050 | 0.1
HHI_DRI_EAF_CCS | 2018 | 0.1
HHI_DRI_EAF_CCS | 2025 | 0.1
HHI_DRI_EAF_CCS | 2030 | 0.1
HHI_DRI_EAF_CCS | 2035 | 0.1
HHI_DRI_EAF_CCS | 2040 | 0.1
HHI_DRI_EAF_CCS | 2045 | 0.1
HHI_DRI_EAF_CCS | 2050 | 0.1
HHI_H2DRI_EAF | 2018 | 0.1
HHI_H2DRI_EAF | 2025 | 0.1
HHI_H2DRI_EAF | 2030 | 0.1
HHI_H2DRI_EAF | 2035 | 0.1
HHI_H2DRI_EAF | 2040 | 0.1
HHI_H2DRI_EAF | 2045 | 0.1
HHI_H2DRI_EAF | 2050 | 0.1
HHI_Molten_Electrolysis | 2018 | 0.1
HHI_Molten_Electrolysis | 2025 | 0.1
HHI_Molten_Electrolysis | 2030 | 0.1
HHI_Molten_Electrolysis | 2035 | 0.1
HHI_Molten_Electrolysis | 2040 | 0.1
HHI_Molten_Electrolysis | 2045 | 0.1
HHI_Molten_Electrolysis | 2050 | 0.1
HHI_Scrap_EAF | 2018 | 0.1
HHI_Scrap_EAF | 2025 | 0.1
HHI_Scrap_EAF | 2030 | 0.1
HHI_Scrap_EAF | 2035 | 0.1
HHI_Scrap_EAF | 2040 | 0.1
HHI_Scrap_EAF | 2045 | 0.1
HHI_Scrap_EAF | 2050 | 0.1
HLI_Oil_Boiler | 2018 | 0.1
HLI_Oil_Boiler | 2025 | 0.1
HLI_Oil_Boiler | 2030 | 0.1
HLI_Oil_Boiler | 2035 | 0.1
HLI_Oil_Boiler | 2040 | 0.1
HLI_Oil_Boiler | 2045 | 0.1
HLI_Oil_Boiler | 2050 | 0.1
HLR_Oil_Boiler | 2018 | 0.1
HLR_Oil_Boiler | 2025 | 0.1
HLR_Oil_Boiler | 2030 | 0.1
HLR_Oil_Boiler | 2035 | 0.1
HLR_Oil_Boiler | 2040 | 0.1
HLR_Oil_Boiler | 2045 | 0.1
HLR_Oil_Boiler | 2050 | 0.1
P_Biomass | 2018 | 0.04
P_Biomass | 2025 | 0.04
P_Biomass | 2030 | 0.04
P_Biomass | 2035 | 0.04
P_Biomass | 2040 | 0.04
P_Biomass | 2045 | 0.04
P_Biomass | 2050 | 0.04
P_Biomass_CCS | 2018 | 0.04
P_Biomass_CCS | 2025 | 0.04
P_Biomass_CCS | 2030 | 0.04
P_Biomass_CCS | 2035 | 0.04
P_Biomass_CCS | 2040 | 0.04
P_Biomass_CCS | 2045 | 0.04
P_Biomass_CCS | 2050 | 0.04
P_Coal_Hardcoal | 2018 | 0.02
P_Coal_Hardcoal | 2025 | 0.02
P_Coal_Hardcoal | 2030 | 0.02
P_Coal_Hardcoal | 2035 | 0.02
P_Coal_Hardcoal | 2040 | 0.02
P_Coal_Hardcoal | 2045 | 0.02
P_Coal_Hardcoal | 2050 | 0.02
P_Coal_Hardcoal_CCS | 2018 | 0.02
P_Coal_Hardcoal_CCS | 2025 | 0.02
P_Coal_Hardcoal_CCS | 2030 | 0.02
P_Coal_Hardcoal_CCS | 2035 | 0.02
P_Coal_Hardcoal_CCS | 2040 | 0.02
P_Coal_Hardcoal_CCS | 2045 | 0.02
P_Coal_Hardcoal_CCS | 2050 | 0.02
P_Coal_Lignite | 2018 | 0.02
P_Coal_Lignite | 2025 | 0.02
P_Coal_Lignite | 2030 | 0.02
P_Coal_Lignite | 2035 | 0.02
P_Coal_Lignite | 2040 | 0.02
P_Coal_Lignite | 2045 | 0.02
P_Coal_Lignite | 2050 | 0.02
P_Coal_Lignite_CCS | 2018 | 0.02
P_Coal_Lignite_CCS | 2025 | 0.02
P_Coal_Lignite_CCS | 2030 | 0.02
P_Coal_Lignite_CCS | 2035 | 0.02
P_Coal_Lignite_CCS | 2040 | 0.02
P_Coal_Lignite_CCS | 2045 | 0.02
P_Coal_Lignite_CCS | 2050 | 0.02
P_Gas_CCGT | 2018 | 0.2
P_Gas_CCGT | 2025 | 0.2
P_Gas_CCGT | 2030 | 0.2
P_Gas_CCGT | 2035 | 0.2
P_Gas_CCGT | 2040 | 0.2
P_Gas_CCGT | 2045 | 0.2
P_Gas_CCGT | 2050 | 0.2
P_Gas_Engines | 2018 | 0.2
P_Gas_Engines | 2025 | 0.2
P_Gas_Engines | 2030 | 0.2
P_Gas_Engines | 2035 | 0.2
P_Gas_Engines | 2040 | 0.2
P_Gas_Engines | 2045 | 0.2
P_Gas_Engines | 2050 | 0.2
P_Gas_OCGT | 2018 | 0.2
P_Gas_OCGT | 2025 | 0.2
P_Gas_OCGT | 2030 | 0.2
P_Gas_OCGT | 2035 | 0.2
P_Gas_OCGT | 2040 | 0.2
P_Gas_OCGT | 2045 | 0.2
P_Gas_OCGT | 2050 | 0.2
P_Gas_CCS | 2018 | 0.2
P_Gas_CCS | 2025 | 0.2
P_Gas_CCS | 2030 | 0.2
P_Gas_CCS | 2035 | 0.2
P_Gas_CCS | 2040 | 0.2
P_Gas_CCS | 2045 | 0.2
P_Gas_CCS | 2050 | 0.2
P_Nuclear | 2018 | 0.01
P_Nuclear | 2025 | 0.01
P_Nuclear | 2030 | 0.01
P_Nuclear | 2035 | 0.01
P_Nuclear | 2040 | 0.01
P_Nuclear | 2045 | 0.01
P_Nuclear | 2050 | 0.01
P_Oil | 2018 | 0.04
P_Oil | 2025 | 0.04
P_Oil | 2030 | 0.04
P_Oil | 2035 | 0.04
P_Oil | 2040 | 0.04
P_Oil | 2045 | 0.04
P_Oil | 2050 | 0.04
RES_Hydro_Large | 2018 | 0.25
RES_Hydro_Large | 2025 | 0.25
RES_Hydro_Large | 2030 | 0.25
RES_Hydro_Large | 2035 | 0.25
RES_Hydro_Large | 2040 | 0.25
RES_Hydro_Large | 2045 | 0.25
RES_Hydro_Large | 2050 | 0.25
HLI_Biomass | 2018 | 0
HLI_Direct_Electric | 2018 | 0
HLI_Gas_Boiler | 2018 | 0
HLI_H2_Boiler | 2018 | 0
HLI_Hardcoal | 2018 | 0
HLI_Lignite | 2018 | 0
HLR_Biomass | 2018 | 0
HLR_Direct_Electric | 2018 | 0
HLR_Gas_Boiler | 2018 | 0
HLR_H2_Boiler | 2018 | 0
HLR_Hardcoal | 2018 | 0
HLR_Lignite | 2018 | 0
HMI_Biomass | 2018 | 0
HMI_Gas | 2018 | 0
HMI_Gas_CCS | 2018 | 0
HMI_HardCoal | 2018 | 0
HMI_HardCoal_CCS | 2018 | 0
HMI_Oil | 2018 | 0
HMI_Steam_Electric | 2018 | 0
HLI_Biomass | 2025 | 0
HLI_Direct_Electric | 2025 | 0
HLI_Gas_Boiler | 2025 | 0
HLI_H2_Boiler | 2025 | 0
HLI_Hardcoal | 2025 | 0
HLI_Lignite | 2025 | 0
HLR_Biomass | 2025 | 0
HLR_Direct_Electric | 2025 | 0
HLR_Gas_Boiler | 2025 | 0
HLR_H2_Boiler | 2025 | 0
HLR_Hardcoal | 2025 | 0
HLR_Lignite | 2025 | 0
HMI_Biomass | 2025 | 0
HMI_Gas | 2025 | 0
HMI_Gas_CCS | 2025 | 0
HMI_HardCoal | 2025 | 0
HMI_HardCoal_CCS | 2025 | 0
HMI_Oil | 2025 | 0
HMI_Steam_Electric | 2025 | 0
HLI_Biomass | 2030 | 0
HLI_Direct_Electric | 2030 | 0
HLI_Gas_Boiler | 2030 | 0
HLI_H2_Boiler | 2030 | 0
HLI_Hardcoal | 2030 | 0
HLI_Lignite | 2030 | 0
HLR_Biomass | 2030 | 0
HLR_Direct_Electric | 2030 | 0
HLR_Gas_Boiler | 2030 | 0
HLR_H2_Boiler | 2030 | 0
HLR_Hardcoal | 2030 | 0
HLR_Lignite | 2030 | 0
HMI_Biomass | 2030 | 0
HMI_Gas | 2030 | 0
HMI_Gas_CCS | 2030 | 0
HMI_HardCoal | 2030 | 0
HMI_HardCoal_CCS | 2030 | 0
HMI_Oil | 2030 | 0
HMI_Steam_Electric | 2030 | 0
HLI_Biomass | 2035 | 0
HLI_Direct_Electric | 2035 | 0
HLI_Gas_Boiler | 2035 | 0
HLI_H2_Boiler | 2035 | 0
HLI_Hardcoal | 2035 | 0
HLI_Lignite | 2035 | 0
HLR_Biomass | 2035 | 0
HLR_Direct_Electric | 2035 | 0
HLR_Gas_Boiler | 2035 | 0
HLR_H2_Boiler | 2035 | 0
HLR_Hardcoal | 2035 | 0
HLR_Lignite | 2035 | 0
HMI_Biomass | 2035 | 0
HMI_Gas | 2035 | 0
HMI_Gas_CCS | 2035 | 0
HMI_HardCoal | 2035 | 0
HMI_HardCoal_CCS | 2035 | 0
HMI_Oil | 2035 | 0
HMI_Steam_Electric | 2035 | 0
HLI_Biomass | 2040 | 0
HLI_Direct_Electric | 2040 | 0
HLI_Gas_Boiler | 2040 | 0
HLI_H2_Boiler | 2040 | 0
HLI_Hardcoal | 2040 | 0
HLI_Lignite | 2040 | 0
HLR_Biomass | 2040 | 0
HLR_Direct_Electric | 2040 | 0
HLR_Gas_Boiler | 2040 | 0
HLR_H2_Boiler | 2040 | 0
HLR_Hardcoal | 2040 | 0
HLR_Lignite | 2040 | 0
HMI_Biomass | 2040 | 0
HMI_Gas | 2040 | 0
HMI_Gas_CCS | 2040 | 0
HMI_HardCoal | 2040 | 0
HMI_HardCoal_CCS | 2040 | 0
HMI_Oil | 2040 | 0
HMI_Steam_Electric | 2040 | 0
HLI_Biomass | 2045 | 0
HLI_Direct_Electric | 2045 | 0
HLI_Gas_Boiler | 2045 | 0
HLI_H2_Boiler | 2045 | 0
HLI_Hardcoal | 2045 | 0
HLI_Lignite | 2045 | 0
HLR_Biomass | 2045 | 0
HLR_Direct_Electric | 2045 | 0
HLR_Gas_Boiler | 2045 | 0
HLR_H2_Boiler | 2045 | 0
HLR_Hardcoal | 2045 | 0
HLR_Lignite | 2045 | 0
HMI_Biomass | 2045 | 0
HMI_Gas | 2045 | 0
HMI_Gas_CCS | 2045 | 0
HMI_HardCoal | 2045 | 0
HMI_HardCoal_CCS | 2045 | 0
HMI_Oil | 2045 | 0
HMI_Steam_Electric | 2045 | 0
HLI_Biomass | 2050 | 0
HLI_Direct_Electric | 2050 | 0
HLI_Gas_Boiler | 2050 | 0
HLI_H2_Boiler | 2050 | 0
HLI_Hardcoal | 2050 | 0
HLI_Lignite | 2050 | 0
HLR_Biomass | 2050 | 0
HLR_Direct_Electric | 2050 | 0
HLR_Gas_Boiler | 2050 | 0
HLR_H2_Boiler | 2050 | 0
HLR_Hardcoal | 2050 | 0
HLR_Lignite | 2050 | 0
HMI_Biomass | 2050 | 0
HMI_Gas | 2050 | 0
HMI_Gas_CCS | 2050 | 0
HMI_HardCoal | 2050 | 0
HMI_HardCoal_CCS | 2050 | 0
HMI_Oil | 2050 | 0
HMI_Steam_Electric | 2050 | 0

## Par_ProductionChangeCost
ProductionChangeCost{t in TECHNOLOGY, y in YEAR}
Production change cost
Unit:
Technology | Year | Value
CHP_Biomass_Solid | 2018 | 27.7778 | calc: 100/3.6
CHP_Biomass_Solid | 2025 | 27.7778 | calc: 100/3.6
CHP_Biomass_Solid | 2030 | 27.7778 | calc: 100/3.6
CHP_Biomass_Solid | 2035 | 27.7778 | calc: 100/3.6
CHP_Biomass_Solid | 2040 | 27.7778 | calc: 100/3.6
CHP_Biomass_Solid | 2045 | 27.7778 | calc: 100/3.6
CHP_Biomass_Solid | 2050 | 27.7778 | calc: 100/3.6
CHP_Biomass_Solid_CCS | 2018 | 27.7778 | calc: 100/3.6
CHP_Biomass_Solid_CCS | 2025 | 27.7778 | calc: 100/3.6
CHP_Biomass_Solid_CCS | 2030 | 27.7778 | calc: 100/3.6
CHP_Biomass_Solid_CCS | 2035 | 27.7778 | calc: 100/3.6
CHP_Biomass_Solid_CCS | 2040 | 27.7778 | calc: 100/3.6
CHP_Biomass_Solid_CCS | 2045 | 27.7778 | calc: 100/3.6
CHP_Biomass_Solid_CCS | 2050 | 27.7778 | calc: 100/3.6
CHP_Coal_Hardcoal | 2018 | 13.8889 | calc: 50/3.6
CHP_Coal_Hardcoal | 2025 | 13.8889 | calc: 50/3.6
CHP_Coal_Hardcoal | 2030 | 13.8889 | calc: 50/3.6
CHP_Coal_Hardcoal | 2035 | 13.8889 | calc: 50/3.6
CHP_Coal_Hardcoal | 2040 | 13.8889 | calc: 50/3.6
CHP_Coal_Hardcoal | 2045 | 13.8889 | calc: 50/3.6
CHP_Coal_Hardcoal | 2050 | 13.8889 | calc: 50/3.6
CHP_Coal_Hardcoal_CCS | 2018 | 13.8889 | calc: 50/3.6
CHP_Coal_Hardcoal_CCS | 2025 | 13.8889 | calc: 50/3.6
CHP_Coal_Hardcoal_CCS | 2030 | 13.8889 | calc: 50/3.6
CHP_Coal_Hardcoal_CCS | 2035 | 13.8889 | calc: 50/3.6
CHP_Coal_Hardcoal_CCS | 2040 | 13.8889 | calc: 50/3.6
CHP_Coal_Hardcoal_CCS | 2045 | 13.8889 | calc: 50/3.6
CHP_Coal_Hardcoal_CCS | 2050 | 13.8889 | calc: 50/3.6
CHP_Coal_Lignite | 2018 | 13.8889 | calc: 50/3.6
CHP_Coal_Lignite | 2025 | 13.8889 | calc: 50/3.6
CHP_Coal_Lignite | 2030 | 13.8889 | calc: 50/3.6
CHP_Coal_Lignite | 2035 | 13.8889 | calc: 50/3.6
CHP_Coal_Lignite | 2040 | 13.8889 | calc: 50/3.6
CHP_Coal_Lignite | 2045 | 13.8889 | calc: 50/3.6
CHP_Coal_Lignite | 2050 | 13.8889 | calc: 50/3.6
CHP_Coal_Lignite_CCS | 2018 | 13.8889 | calc: 50/3.6
CHP_Coal_Lignite_CCS | 2025 | 13.8889 | calc: 50/3.6
CHP_Coal_Lignite_CCS | 2030 | 13.8889 | calc: 50/3.6
CHP_Coal_Lignite_CCS | 2035 | 13.8889 | calc: 50/3.6
CHP_Coal_Lignite_CCS | 2040 | 13.8889 | calc: 50/3.6
CHP_Coal_Lignite_CCS | 2045 | 13.8889 | calc: 50/3.6
CHP_Coal_Lignite_CCS | 2050 | 13.8889 | calc: 50/3.6
CHP_Gas_CCGT_Biogas | 2018 | 5.5556 | calc: 20/3.6
CHP_Gas_CCGT_Biogas | 2025 | 5.5556 | calc: 20/3.6
CHP_Gas_CCGT_Biogas | 2030 | 5.5556 | calc: 20/3.6
CHP_Gas_CCGT_Biogas | 2035 | 5.5556 | calc: 20/3.6
CHP_Gas_CCGT_Biogas | 2040 | 5.5556 | calc: 20/3.6
CHP_Gas_CCGT_Biogas | 2045 | 5.5556 | calc: 20/3.6
CHP_Gas_CCGT_Biogas | 2050 | 5.5556 | calc: 20/3.6
CHP_Gas_CCGT_Biogas_CCS | 2018 | 5.5556 | calc: 20/3.6
CHP_Gas_CCGT_Biogas_CCS | 2025 | 5.5556 | calc: 20/3.6
CHP_Gas_CCGT_Biogas_CCS | 2030 | 5.5556 | calc: 20/3.6
CHP_Gas_CCGT_Biogas_CCS | 2035 | 5.5556 | calc: 20/3.6
CHP_Gas_CCGT_Biogas_CCS | 2040 | 5.5556 | calc: 20/3.6
CHP_Gas_CCGT_Biogas_CCS | 2045 | 5.5556 | calc: 20/3.6
CHP_Gas_CCGT_Biogas_CCS | 2050 | 5.5556 | calc: 20/3.6
CHP_Gas_CCGT_Natural | 2018 | 5.5556 | calc: 20/3.6
CHP_Gas_CCGT_Natural | 2025 | 5.5556 | calc: 20/3.6
CHP_Gas_CCGT_Natural | 2030 | 5.5556 | calc: 20/3.6
CHP_Gas_CCGT_Natural | 2035 | 5.5556 | calc: 20/3.6
CHP_Gas_CCGT_Natural | 2040 | 5.5556 | calc: 20/3.6
CHP_Gas_CCGT_Natural | 2045 | 5.5556 | calc: 20/3.6
CHP_Gas_CCGT_Natural | 2050 | 5.5556 | calc: 20/3.6
CHP_Gas_CCGT_Natural_CCS | 2018 | 5.5556 | calc: 20/3.6
CHP_Gas_CCGT_Natural_CCS | 2025 | 5.5556 | calc: 20/3.6
CHP_Gas_CCGT_Natural_CCS | 2030 | 5.5556 | calc: 20/3.6
CHP_Gas_CCGT_Natural_CCS | 2035 | 5.5556 | calc: 20/3.6
CHP_Gas_CCGT_Natural_CCS | 2040 | 5.5556 | calc: 20/3.6
CHP_Gas_CCGT_Natural_CCS | 2045 | 5.5556 | calc: 20/3.6
CHP_Gas_CCGT_Natural_CCS | 2050 | 5.5556 | calc: 20/3.6
CHP_Gas_CCGT_SynGas | 2018 | 5.5556 | calc: 20/3.6
CHP_Gas_CCGT_SynGas | 2025 | 5.5556 | calc: 20/3.6
CHP_Gas_CCGT_SynGas | 2030 | 5.5556 | calc: 20/3.6
CHP_Gas_CCGT_SynGas | 2035 | 5.5556 | calc: 20/3.6
CHP_Gas_CCGT_SynGas | 2040 | 5.5556 | calc: 20/3.6
CHP_Gas_CCGT_SynGas | 2045 | 5.5556 | calc: 20/3.6
CHP_Gas_CCGT_SynGas | 2050 | 5.5556 | calc: 20/3.6
CHP_Oil | 2018 | 27.7778 | calc: 100/3.6
CHP_Oil | 2025 | 27.7778 | calc: 100/3.6
CHP_Oil | 2030 | 27.7778 | calc: 100/3.6
CHP_Oil | 2035 | 27.7778 | calc: 100/3.6
CHP_Oil | 2040 | 27.7778 | calc: 100/3.6
CHP_Oil | 2045 | 27.7778 | calc: 100/3.6
CHP_Oil | 2050 | 27.7778 | calc: 100/3.6
HHI_BF_BOF | 2018 | 27.7778 | calc: 100/3.6
HHI_BF_BOF | 2025 | 27.7778 | calc: 100/3.6
HHI_BF_BOF | 2030 | 27.7778 | calc: 100/3.6
HHI_BF_BOF | 2035 | 27.7778 | calc: 100/3.6
HHI_BF_BOF | 2040 | 27.7778 | calc: 100/3.6
HHI_BF_BOF | 2045 | 27.7778 | calc: 100/3.6
HHI_BF_BOF | 2050 | 27.7778 | calc: 100/3.6
HHI_BF_BOF_CCS | 2018 | 27.7778 | calc: 100/3.6
HHI_BF_BOF_CCS | 2025 | 27.7778 | calc: 100/3.6
HHI_BF_BOF_CCS | 2030 | 27.7778 | calc: 100/3.6
HHI_BF_BOF_CCS | 2035 | 27.7778 | calc: 100/3.6
HHI_BF_BOF_CCS | 2040 | 27.7778 | calc: 100/3.6
HHI_BF_BOF_CCS | 2045 | 27.7778 | calc: 100/3.6
HHI_BF_BOF_CCS | 2050 | 27.7778 | calc: 100/3.6
HHI_Bio_BF_BOF | 2018 | 27.7778 | calc: 100/3.6
HHI_Bio_BF_BOF | 2025 | 27.7778 | calc: 100/3.6
HHI_Bio_BF_BOF | 2030 | 27.7778 | calc: 100/3.6
HHI_Bio_BF_BOF | 2035 | 27.7778 | calc: 100/3.6
HHI_Bio_BF_BOF | 2040 | 27.7778 | calc: 100/3.6
HHI_Bio_BF_BOF | 2045 | 27.7778 | calc: 100/3.6
HHI_Bio_BF_BOF | 2050 | 27.7778 | calc: 100/3.6
HHI_DRI_EAF | 2018 | 27.7778 | calc: 100/3.6
HHI_DRI_EAF | 2025 | 27.7778 | calc: 100/3.6
HHI_DRI_EAF | 2030 | 27.7778 | calc: 100/3.6
HHI_DRI_EAF | 2035 | 27.7778 | calc: 100/3.6
HHI_DRI_EAF | 2040 | 27.7778 | calc: 100/3.6
HHI_DRI_EAF | 2045 | 27.7778 | calc: 100/3.6
HHI_DRI_EAF | 2050 | 27.7778 | calc: 100/3.6
HHI_DRI_EAF_CCS | 2018 | 27.7778 | calc: 100/3.6
HHI_DRI_EAF_CCS | 2025 | 27.7778 | calc: 100/3.6
HHI_DRI_EAF_CCS | 2030 | 27.7778 | calc: 100/3.6
HHI_DRI_EAF_CCS | 2035 | 27.7778 | calc: 100/3.6
HHI_DRI_EAF_CCS | 2040 | 27.7778 | calc: 100/3.6
HHI_DRI_EAF_CCS | 2045 | 27.7778 | calc: 100/3.6
HHI_DRI_EAF_CCS | 2050 | 27.7778 | calc: 100/3.6
HHI_H2DRI_EAF | 2018 | 27.7778 | calc: 100/3.6
HHI_H2DRI_EAF | 2025 | 27.7778 | calc: 100/3.6
HHI_H2DRI_EAF | 2030 | 27.7778 | calc: 100/3.6
HHI_H2DRI_EAF | 2035 | 27.7778 | calc: 100/3.6
HHI_H2DRI_EAF | 2040 | 27.7778 | calc: 100/3.6
HHI_H2DRI_EAF | 2045 | 27.7778 | calc: 100/3.6
HHI_H2DRI_EAF | 2050 | 27.7778 | calc: 100/3.6
HHI_Molten_Electrolysis | 2018 | 27.7778 | calc: 100/3.6
HHI_Molten_Electrolysis | 2025 | 27.7778 | calc: 100/3.6
HHI_Molten_Electrolysis | 2030 | 27.7778 | calc: 100/3.6
HHI_Molten_Electrolysis | 2035 | 27.7778 | calc: 100/3.6
HHI_Molten_Electrolysis | 2040 | 27.7778 | calc: 100/3.6
HHI_Molten_Electrolysis | 2045 | 27.7778 | calc: 100/3.6
HHI_Molten_Electrolysis | 2050 | 27.7778 | calc: 100/3.6
HHI_Scrap_EAF | 2018 | 27.7778 | calc: 100/3.6
HHI_Scrap_EAF | 2025 | 27.7778 | calc: 100/3.6
HHI_Scrap_EAF | 2030 | 27.7778 | calc: 100/3.6
HHI_Scrap_EAF | 2035 | 27.7778 | calc: 100/3.6
HHI_Scrap_EAF | 2040 | 27.7778 | calc: 100/3.6
HHI_Scrap_EAF | 2045 | 27.7778 | calc: 100/3.6
HHI_Scrap_EAF | 2050 | 27.7778 | calc: 100/3.6
HLI_Oil_Boiler | 2018 | 27.7778 | calc: 100/3.6
HLI_Oil_Boiler | 2025 | 27.7778 | calc: 100/3.6
HLI_Oil_Boiler | 2030 | 27.7778 | calc: 100/3.6
HLI_Oil_Boiler | 2035 | 27.7778 | calc: 100/3.6
HLI_Oil_Boiler | 2040 | 27.7778 | calc: 100/3.6
HLI_Oil_Boiler | 2045 | 27.7778 | calc: 100/3.6
HLI_Oil_Boiler | 2050 | 27.7778 | calc: 100/3.6
HLR_Oil_Boiler | 2018 | 27.7778 | calc: 100/3.6
HLR_Oil_Boiler | 2025 | 27.7778 | calc: 100/3.6
HLR_Oil_Boiler | 2030 | 27.7778 | calc: 100/3.6
HLR_Oil_Boiler | 2035 | 27.7778 | calc: 100/3.6
HLR_Oil_Boiler | 2040 | 27.7778 | calc: 100/3.6
HLR_Oil_Boiler | 2045 | 27.7778 | calc: 100/3.6
HLR_Oil_Boiler | 2050 | 27.7778 | calc: 100/3.6
P_Biomass | 2018 | 27.7778 | calc: 100/3.6
P_Biomass | 2025 | 27.7778 | calc: 100/3.6
P_Biomass | 2030 | 27.7778 | calc: 100/3.6
P_Biomass | 2035 | 27.7778 | calc: 100/3.6
P_Biomass | 2040 | 27.7778 | calc: 100/3.6
P_Biomass | 2045 | 27.7778 | calc: 100/3.6
P_Biomass | 2050 | 27.7778 | calc: 100/3.6
P_Biomass_CCS | 2018 | 27.7778 | calc: 100/3.6
P_Biomass_CCS | 2025 | 27.7778 | calc: 100/3.6
P_Biomass_CCS | 2030 | 27.7778 | calc: 100/3.6
P_Biomass_CCS | 2035 | 27.7778 | calc: 100/3.6
P_Biomass_CCS | 2040 | 27.7778 | calc: 100/3.6
P_Biomass_CCS | 2045 | 27.7778 | calc: 100/3.6
P_Biomass_CCS | 2050 | 27.7778 | calc: 100/3.6
P_Coal_Hardcoal | 2018 | 13.8889 | calc: 50/3.6
P_Coal_Hardcoal | 2025 | 13.8889 | calc: 50/3.6
P_Coal_Hardcoal | 2030 | 13.8889 | calc: 50/3.6
P_Coal_Hardcoal | 2035 | 13.8889 | calc: 50/3.6
P_Coal_Hardcoal | 2040 | 13.8889 | calc: 50/3.6
P_Coal_Hardcoal | 2045 | 13.8889 | calc: 50/3.6
P_Coal_Hardcoal | 2050 | 13.8889 | calc: 50/3.6
P_Coal_Hardcoal_CCS | 2018 | 13.8889 | calc: 50/3.6
P_Coal_Hardcoal_CCS | 2025 | 13.8889 | calc: 50/3.6
P_Coal_Hardcoal_CCS | 2030 | 13.8889 | calc: 50/3.6
P_Coal_Hardcoal_CCS | 2035 | 13.8889 | calc: 50/3.6
P_Coal_Hardcoal_CCS | 2040 | 13.8889 | calc: 50/3.6
P_Coal_Hardcoal_CCS | 2045 | 13.8889 | calc: 50/3.6
P_Coal_Hardcoal_CCS | 2050 | 13.8889 | calc: 50/3.6
P_Coal_Lignite | 2018 | 13.8889 | calc: 50/3.6
P_Coal_Lignite | 2025 | 13.8889 | calc: 50/3.6
P_Coal_Lignite | 2030 | 13.8889 | calc: 50/3.6
P_Coal_Lignite | 2035 | 13.8889 | calc: 50/3.6
P_Coal_Lignite | 2040 | 13.8889 | calc: 50/3.6
P_Coal_Lignite | 2045 | 13.8889 | calc: 50/3.6
P_Coal_Lignite | 2050 | 13.8889 | calc: 50/3.6
P_Coal_Lignite_CCS | 2018 | 13.8889 | calc: 50/3.6
P_Coal_Lignite_CCS | 2025 | 13.8889 | calc: 50/3.6
P_Coal_Lignite_CCS | 2030 | 13.8889 | calc: 50/3.6
P_Coal_Lignite_CCS | 2035 | 13.8889 | calc: 50/3.6
P_Coal_Lignite_CCS | 2040 | 13.8889 | calc: 50/3.6
P_Coal_Lignite_CCS | 2045 | 13.8889 | calc: 50/3.6
P_Coal_Lignite_CCS | 2050 | 13.8889 | calc: 50/3.6
P_Gas_CCGT | 2018 | 5.5556 | calc: 20/3.6
P_Gas_CCGT | 2025 | 5.5556 | calc: 20/3.6
P_Gas_CCGT | 2030 | 5.5556 | calc: 20/3.6
P_Gas_CCGT | 2035 | 5.5556 | calc: 20/3.6
P_Gas_CCGT | 2040 | 5.5556 | calc: 20/3.6
P_Gas_CCGT | 2045 | 5.5556 | calc: 20/3.6
P_Gas_CCGT | 2050 | 5.5556 | calc: 20/3.6
P_Gas_Engines | 2018 | 5.5556 | calc: 20/3.6
P_Gas_Engines | 2025 | 5.5556 | calc: 20/3.6
P_Gas_Engines | 2030 | 5.5556 | calc: 20/3.6
P_Gas_Engines | 2035 | 5.5556 | calc: 20/3.6
P_Gas_Engines | 2040 | 5.5556 | calc: 20/3.6
P_Gas_Engines | 2045 | 5.5556 | calc: 20/3.6
P_Gas_Engines | 2050 | 5.5556 | calc: 20/3.6
P_Gas_OCGT | 2018 | 5.5556 | calc: 20/3.6
P_Gas_OCGT | 2025 | 5.5556 | calc: 20/3.6
P_Gas_OCGT | 2030 | 5.5556 | calc: 20/3.6
P_Gas_OCGT | 2035 | 5.5556 | calc: 20/3.6
P_Gas_OCGT | 2040 | 5.5556 | calc: 20/3.6
P_Gas_OCGT | 2045 | 5.5556 | calc: 20/3.6
P_Gas_OCGT | 2050 | 5.5556 | calc: 20/3.6
P_Gas_CCS | 2018 | 5.5556 | calc: 20/3.6
P_Gas_CCS | 2025 | 5.5556 | calc: 20/3.6
P_Gas_CCS | 2030 | 5.5556 | calc: 20/3.6
P_Gas_CCS | 2035 | 5.5556 | calc: 20/3.6
P_Gas_CCS | 2040 | 5.5556 | calc: 20/3.6
P_Gas_CCS | 2045 | 5.5556 | calc: 20/3.6
P_Gas_CCS | 2050 | 5.5556 | calc: 20/3.6
P_Nuclear | 2018 | 55.5556 | calc: 200/3.6
P_Nuclear | 2025 | 55.5556 | calc: 200/3.6
P_Nuclear | 2030 | 55.5556 | calc: 200/3.6
P_Nuclear | 2035 | 55.5556 | calc: 200/3.6
P_Nuclear | 2040 | 55.5556 | calc: 200/3.6
P_Nuclear | 2045 | 55.5556 | calc: 200/3.6
P_Nuclear | 2050 | 55.5556 | calc: 200/3.6
P_Oil | 2018 | 27.7778 | calc: 100/3.6
P_Oil | 2025 | 27.7778 | calc: 100/3.6
P_Oil | 2030 | 27.7778 | calc: 100/3.6
P_Oil | 2035 | 27.7778 | calc: 100/3.6
P_Oil | 2040 | 27.7778 | calc: 100/3.6
P_Oil | 2045 | 27.7778 | calc: 100/3.6
P_Oil | 2050 | 27.7778 | calc: 100/3.6
RES_Hydro_Large | 2018 | 13.8889 | calc: 50/3.6
RES_Hydro_Large | 2025 | 13.8889 | calc: 50/3.6
RES_Hydro_Large | 2030 | 13.8889 | calc: 50/3.6
RES_Hydro_Large | 2035 | 13.8889 | calc: 50/3.6
RES_Hydro_Large | 2040 | 13.8889 | calc: 50/3.6
RES_Hydro_Large | 2045 | 13.8889 | calc: 50/3.6
RES_Hydro_Large | 2050 | 13.8889 | calc: 50/3.6
HLI_Biomass | 2018 | 0
HLI_Direct_Electric | 2018 | 0
HLI_Gas_Boiler | 2018 | 0
HLI_H2_Boiler | 2018 | 0
HLI_Hardcoal | 2018 | 0
HLI_Lignite | 2018 | 0
HLR_Biomass | 2018 | 0
HLR_Direct_Electric | 2018 | 0
HLR_Gas_Boiler | 2018 | 0
HLR_H2_Boiler | 2018 | 0
HLR_Hardcoal | 2018 | 0
HLR_Lignite | 2018 | 0
HMI_Biomass | 2018 | 0
HMI_Gas | 2018 | 0
HMI_Gas_CCS | 2018 | 0
HMI_HardCoal | 2018 | 0
HMI_HardCoal_CCS | 2018 | 0
HMI_Oil | 2018 | 0
HMI_Steam_Electric | 2018 | 0
HLI_Biomass | 2025 | 0
HLI_Direct_Electric | 2025 | 0
HLI_Gas_Boiler | 2025 | 0
HLI_H2_Boiler | 2025 | 0
HLI_Hardcoal | 2025 | 0
HLI_Lignite | 2025 | 0
HLR_Biomass | 2025 | 0
HLR_Direct_Electric | 2025 | 0
HLR_Gas_Boiler | 2025 | 0
HLR_H2_Boiler | 2025 | 0
HLR_Hardcoal | 2025 | 0
HLR_Lignite | 2025 | 0
HMI_Biomass | 2025 | 0
HMI_Gas | 2025 | 0
HMI_Gas_CCS | 2025 | 0
HMI_HardCoal | 2025 | 0
HMI_HardCoal_CCS | 2025 | 0
HMI_Oil | 2025 | 0
HMI_Steam_Electric | 2025 | 0
HLI_Biomass | 2030 | 0
HLI_Direct_Electric | 2030 | 0
HLI_Gas_Boiler | 2030 | 0
HLI_H2_Boiler | 2030 | 0
HLI_Hardcoal | 2030 | 0
HLI_Lignite | 2030 | 0
HLR_Biomass | 2030 | 0
HLR_Direct_Electric | 2030 | 0
HLR_Gas_Boiler | 2030 | 0
HLR_H2_Boiler | 2030 | 0
HLR_Hardcoal | 2030 | 0
HLR_Lignite | 2030 | 0
HMI_Biomass | 2030 | 0
HMI_Gas | 2030 | 0
HMI_Gas_CCS | 2030 | 0
HMI_HardCoal | 2030 | 0
HMI_HardCoal_CCS | 2030 | 0
HMI_Oil | 2030 | 0
HMI_Steam_Electric | 2030 | 0
HLI_Biomass | 2035 | 0
HLI_Direct_Electric | 2035 | 0
HLI_Gas_Boiler | 2035 | 0
HLI_H2_Boiler | 2035 | 0
HLI_Hardcoal | 2035 | 0
HLI_Lignite | 2035 | 0
HLR_Biomass | 2035 | 0
HLR_Direct_Electric | 2035 | 0
HLR_Gas_Boiler | 2035 | 0
HLR_H2_Boiler | 2035 | 0
HLR_Hardcoal | 2035 | 0
HLR_Lignite | 2035 | 0
HMI_Biomass | 2035 | 0
HMI_Gas | 2035 | 0
HMI_Gas_CCS | 2035 | 0
HMI_HardCoal | 2035 | 0
HMI_HardCoal_CCS | 2035 | 0
HMI_Oil | 2035 | 0
HMI_Steam_Electric | 2035 | 0
HLI_Biomass | 2040 | 0
HLI_Direct_Electric | 2040 | 0
HLI_Gas_Boiler | 2040 | 0
HLI_H2_Boiler | 2040 | 0
HLI_Hardcoal | 2040 | 0
HLI_Lignite | 2040 | 0
HLR_Biomass | 2040 | 0
HLR_Direct_Electric | 2040 | 0
HLR_Gas_Boiler | 2040 | 0
HLR_H2_Boiler | 2040 | 0
HLR_Hardcoal | 2040 | 0
HLR_Lignite | 2040 | 0
HMI_Biomass | 2040 | 0
HMI_Gas | 2040 | 0
HMI_Gas_CCS | 2040 | 0
HMI_HardCoal | 2040 | 0
HMI_HardCoal_CCS | 2040 | 0
HMI_Oil | 2040 | 0
HMI_Steam_Electric | 2040 | 0
HLI_Biomass | 2045 | 0
HLI_Direct_Electric | 2045 | 0
HLI_Gas_Boiler | 2045 | 0
HLI_H2_Boiler | 2045 | 0
HLI_Hardcoal | 2045 | 0
HLI_Lignite | 2045 | 0
HLR_Biomass | 2045 | 0
HLR_Direct_Electric | 2045 | 0
HLR_Gas_Boiler | 2045 | 0
HLR_H2_Boiler | 2045 | 0
HLR_Hardcoal | 2045 | 0
HLR_Lignite | 2045 | 0
HMI_Biomass | 2045 | 0
HMI_Gas | 2045 | 0
HMI_Gas_CCS | 2045 | 0
HMI_HardCoal | 2045 | 0
HMI_HardCoal_CCS | 2045 | 0
HMI_Oil | 2045 | 0
HMI_Steam_Electric | 2045 | 0
HLI_Biomass | 2050 | 0
HLI_Direct_Electric | 2050 | 0
HLI_Gas_Boiler | 2050 | 0
HLI_H2_Boiler | 2050 | 0
HLI_Hardcoal | 2050 | 0
HLI_Lignite | 2050 | 0
HLR_Biomass | 2050 | 0
HLR_Direct_Electric | 2050 | 0
HLR_Gas_Boiler | 2050 | 0
HLR_H2_Boiler | 2050 | 0
HLR_Hardcoal | 2050 | 0
HLR_Lignite | 2050 | 0
HMI_Biomass | 2050 | 0
HMI_Gas | 2050 | 0
HMI_Gas_CCS | 2050 | 0
HMI_HardCoal | 2050 | 0
HMI_HardCoal_CCS | 2050 | 0
HMI_Oil | 2050 | 0
HMI_Steam_Electric | 2050 | 0